## Sheet1
Part Number | Product Name | Instrument | User Guide Reference | Application | IFC | Instrument 2 | Assay | Safety Data Sheet | Sample Type | Assay Type
101497 | Nebulizer Fit Kit | CyTOF, CyTOF2 | <a href="https://fluidigm.my.salesforce.com/sfc/p/700000009DAw/a/QQ0000047qpB/H8gKo0LfqgCwXPQrrCKXXGwjJyxEIewqKGJa11jTCw0" target="_blank">CyTOF User Guide</a> | Single Cell | IFC (1) | C1 |  | <a href="https://fluidigm.my.salesforce.com/sfc/p/700000009DAw/a/4u000001870w/XU6eX2YZtdejnAfGRls.mPHhJTPvhOp30R18ZV_Asw4" target="_blank">MSDS-3000000X</a> | FFPE, Frozen | Maxpar
101508 | Luer Adapter | Helios, CyTOF, CyTOF2 | <a href="https://fluidigm.my.salesforce.com/sfc/p/700000009DAw/a/QQ0000047qpB/H8gKo0LfqgCwXPQrrCKXXGwjJyxEIewqKGJa11jTCw0" target="_blank">CyTOF User Guide</a> | Single Cell | IFC (1) | C1 |  | <a href="https://fluidigm.my.salesforce.com/sfc/p/700000009DAw/a/4u000001871B/MeSTzNFqAX1JSIMP9qax90qQmfB2q0mk6RgDRE8kaTE" target="_blank">SDS-00068</a> | FFPE | Maxpar
101509 | Union Body, Sample Capillary Kit | Helios, CyTOF, CyTOF2 | <a href="https://fluidigm.my.salesforce.com/sfc/p/700000009DAw/a/QQ0000047qpB/H8gKo0LfqgCwXPQrrCKXXGwjJyxEIewqKGJa11jTCw0" target="_blank">CyTOF User Guide</a> | Single Cell | IFC (1) | C1 |  | <a href="https://fluidigm.my.salesforce.com/sfc/p/700000009DAw/a/4u000001870w/XU6eX2YZtdejnAfGRls.mPHhJTPvhOp30R18ZV_Asw4" target="_blank">MSDS-3000000X</a> | FFPE, Frozen | Maxpar
101533 | Union Elbow, Torch Assembly | Helios, CyTOF2 | <a href="https://fluidigm.my.salesforce.com/sfc/p/700000009DAw/a/QQ0000047qpB/H8gKo0LfqgCwXPQrrCKXXGwjJyxEIewqKGJa11jTCw0" target="_blank">CyTOF User Guide</a> | Single Cell | IFC (1) | C1 |  | <a href="https://fluidigm.my.salesforce.com/sfc/p/700000009DAw/a/4u000001870w/XU6eX2YZtdejnAfGRls.mPHhJTPvhOp30R18ZV_Asw4" target="_blank">MSDS-3000000X</a> | FFPE | Maxpar
101542 | Ball Joint Injector | CyTOF, CyTOF2 | <a href="https://fluidigm.my.salesforce.com/sfc/p/700000009DAw/a/QQ0000047qpB/H8gKo0LfqgCwXPQrrCKXXGwjJyxEIewqKGJa11jTCw0" target="_blank">CyTOF User Guide</a> | Single Cell | IFC (1) | C1 |  | <a href="https://fluidigm.my.salesforce.com/sfc/p/700000009DAw/a/4u000001870w/XU6eX2YZtdejnAfGRls.mPHhJTPvhOp30R18ZV_Asw4" target="_blank">MSDS-3000000X</a> | Frozen | Maxpar
101792 | Torch Body | Helios, CyTOF, CyTOF2 | <a href="https://fluidigm.my.salesforce.com/sfc/p/700000009DAw/a/QQ0000047qpB/H8gKo0LfqgCwXPQrrCKXXGwjJyxEIewqKGJa11jTCw0" target="_blank">CyTOF User Guide</a> | Single Cell | IFC (1) | C1 |  | <a href="https://fluidigm.my.salesforce.com/sfc/p/700000009DAw/a/4u000001870w/XU6eX2YZtdejnAfGRls.mPHhJTPvhOp30R18ZV_Asw4" target="_blank">MSDS-3000000X</a> | FFPE | Maxpar
101794 | Nebulizer | Helios, CyTOF, CyTOF2 | <a href="https://fluidigm.my.salesforce.com/sfc/p/700000009DAw/a/QQ0000047qpB/H8gKo0LfqgCwXPQrrCKXXGwjJyxEIewqKGJa11jTCw0" target="_blank">CyTOF User Guide</a> | Single Cell | IFC (1) | C1 |  | <a href="https://fluidigm.my.salesforce.com/sfc/p/700000009DAw/a/4u000001870w/XU6eX2YZtdejnAfGRls.mPHhJTPvhOp30R18ZV_Asw4" target="_blank">MSDS-3000000X</a> | FFPE | Maxpar
101802 | Skimmer-Reducer Cone Assembly | Helios, CyTOF, CyTOF2 | <a href="https://fluidigm.my.salesforce.com/sfc/p/700000009DAw/a/QQ0000047qpB/H8gKo0LfqgCwXPQrrCKXXGwjJyxEIewqKGJa11jTCw0" target="_blank">CyTOF User Guide</a> | Single Cell | IFC (1) | C1 |  | <a href="https://fluidigm.my.salesforce.com/sfc/p/700000009DAw/a/4u000001870w/XU6eX2YZtdejnAfGRls.mPHhJTPvhOp30R18ZV_Asw4" target="_blank">MSDS-3000000X</a> | FFPE | Maxpar
101810 | Vacuum Pump Oil | Helios, CyTOF2 | <a href="https://fluidigm.my.salesforce.com/sfc/p/700000009DAw/a/QQ0000047qpB/H8gKo0LfqgCwXPQrrCKXXGwjJyxEIewqKGJa11jTCw0" target="_blank">CyTOF User Guide</a> | Single Cell | IFC (1) | C1 |  | <a href="https://fluidigm.my.salesforce.com/sfc/p/700000009DAw/a/4u000001870w/XU6eX2YZtdejnAfGRls.mPHhJTPvhOp30R18ZV_Asw4" target="_blank">MSDS-3000000X</a> | Frozen | Maxpar
101815 | Reducer O-Ring 2-113 - 5 Pack | Helios, CyTOF, CyTOF2, CyTOF XT | <a href="https://fluidigm.my.salesforce.com/sfc/p/700000009DAw/a/QQ0000047qpB/H8gKo0LfqgCwXPQrrCKXXGwjJyxEIewqKGJa11jTCw0" target="_blank">CyTOF User Guide</a> | Single Cell | IFC (1) | C1 |  | <a href="https://fluidigm.my.salesforce.com/sfc/p/700000009DAw/a/4u000001870w/XU6eX2YZtdejnAfGRls.mPHhJTPvhOp30R18ZV_Asw4" target="_blank">MSDS-3000000X</a> | FFPE | Maxpar
101817 | O-Ring, Nebulizer Adapter, Internal - 5 Pack | CyTOF, CyTOF2 | <a href="https://fluidigm.my.salesforce.com/sfc/p/700000009DAw/a/QQ0000047qpB/H8gKo0LfqgCwXPQrrCKXXGwjJyxEIewqKGJa11jTCw0" target="_blank">CyTOF User Guide</a> | dPCR | IFC (1) | Legacy Instrument |  | <a href="https://fluidigm.my.salesforce.com/sfc/p/700000009DAw/a/4u000001870w/XU6eX2YZtdejnAfGRls.mPHhJTPvhOp30R18ZV_Asw4" target="_blank">MSDS-3000000X</a> | FFPE | Maxpar
101818 | Flow Injecton Valve-Flangeless Ferrule | CyTOF | <a href="https://fluidigm.my.salesforce.com/sfc/p/700000009DAw/a/QQ0000047qpB/H8gKo0LfqgCwXPQrrCKXXGwjJyxEIewqKGJa11jTCw0" target="_blank">CyTOF User Guide</a> | Gene Expression | IFC (1) | Biomark X9 |  | <a href="https://fluidigm.my.salesforce.com/sfc/p/700000009DAw/a/4u000001870w/XU6eX2YZtdejnAfGRls.mPHhJTPvhOp30R18ZV_Asw4" target="_blank">MSDS-3000000X</a> | FFPE | Maxpar
101819 | Flow Injecton Valve-Flangeless Nut | CyTOF | <a href="https://fluidigm.my.salesforce.com/sfc/p/700000009DAw/a/QQ0000047qpB/H8gKo0LfqgCwXPQrrCKXXGwjJyxEIewqKGJa11jTCw0" target="_blank">CyTOF User Guide</a> | Gene Expression | IFC (1) | Biomark X9 |  | <a href="https://fluidigm.my.salesforce.com/sfc/p/700000009DAw/a/4u000001870w/XU6eX2YZtdejnAfGRls.mPHhJTPvhOp30R18ZV_Asw4" target="_blank">MSDS-3000000X</a> | FFPE | Maxpar
101932 | Nebulizer Side Arm Ferrule - 5 Pack | CyTOF, CyTOF2 | <a href="https://fluidigm.my.salesforce.com/sfc/p/700000009DAw/a/QQ0000047qpB/H8gKo0LfqgCwXPQrrCKXXGwjJyxEIewqKGJa11jTCw0" target="_blank">CyTOF User Guide</a> | Genotyping | IFC (1) | Biomark X9 |  | <a href="https://fluidigm.my.salesforce.com/sfc/p/700000009DAw/a/4u000001870w/XU6eX2YZtdejnAfGRls.mPHhJTPvhOp30R18ZV_Asw4" target="_blank">MSDS-3000000X</a> | FFPE, Frozen | Maxpar
101933 | O-Ring, Nebulizer Side Arm | CyTOF, CyTOF2 | <a href="https://fluidigm.my.salesforce.com/sfc/p/700000009DAw/a/QQ0000047qpB/H8gKo0LfqgCwXPQrrCKXXGwjJyxEIewqKGJa11jTCw0" target="_blank">CyTOF User Guide</a> | Genotyping | IFC (1) | Biomark X9 |  | <a href="https://fluidigm.my.salesforce.com/sfc/p/700000009DAw/a/4u000001870w/XU6eX2YZtdejnAfGRls.mPHhJTPvhOp30R18ZV_Asw4" target="_blank">MSDS-3000000X</a> | FFPE | Maxpar
101934 | Blue Sleeves, Sample Capillary - 3 Pack | Helios, CyTOF, CyTOF2 | <a href="https://fluidigm.my.salesforce.com/sfc/p/700000009DAw/a/QQ0000047qpB/H8gKo0LfqgCwXPQrrCKXXGwjJyxEIewqKGJa11jTCw0" target="_blank">CyTOF User Guide</a> | Single Cell | IFC (1) | C1 |  | <a href="https://fluidigm.my.salesforce.com/sfc/p/700000009DAw/a/4u000001870w/XU6eX2YZtdejnAfGRls.mPHhJTPvhOp30R18ZV_Asw4" target="_blank">MSDS-3000000X</a> | FFPE | Maxpar
101960 | Ferrule, Tefzel® (ETFE), Yellow - 10 Pack | Helios, CyTOF, CyTOF2 | <a href="https://fluidigm.my.salesforce.com/sfc/p/700000009DAw/a/QQ0000047qpB/H8gKo0LfqgCwXPQrrCKXXGwjJyxEIewqKGJa11jTCw0" target="_blank">CyTOF User Guide</a> | Single Cell | IFC (1) | C1 |  | <a href="https://fluidigm.my.salesforce.com/sfc/p/700000009DAw/a/4u000001870w/XU6eX2YZtdejnAfGRls.mPHhJTPvhOp30R18ZV_Asw4" target="_blank">MSDS-3000000X</a> | FFPE | Maxpar
102156 | Nut Ferrule Set, Black (1/16") | Helios | <a href="https://fluidigm.my.salesforce.com/sfc/p/700000009DAw/a/QQ000001T7Yb/V.27BT2OQAm0D5fE6H_vzg47sYjiFEvNAOSmq6C4Z38" target="_blank">Helios User Guide</a> | Single Cell | IFC (1) | C1 |  | <a href="https://fluidigm.my.salesforce.com/sfc/p/700000009DAw/a/4u000001870w/XU6eX2YZtdejnAfGRls.mPHhJTPvhOp30R18ZV_Asw4" target="_blank">MSDS-3000000X</a> | FFPE | Maxpar
105197 | Sampler Cone | Helios | <a href="https://fluidigm.my.salesforce.com/sfc/p/700000009DAw/a/QQ000001T7Yb/V.27BT2OQAm0D5fE6H_vzg47sYjiFEvNAOSmq6C4Z38" target="_blank">Helios User Guide</a> | Single Cell | IFC (1) | C1 |  | <a href="https://fluidigm.my.salesforce.com/sfc/p/700000009DAw/a/4u000001870w/XU6eX2YZtdejnAfGRls.mPHhJTPvhOp30R18ZV_Asw4" target="_blank">MSDS-3000000X</a> | Frozen | Maxpar
105350 | Injector Sealer Cap | Helios, CyTOF2 | <a href="https://fluidigm.my.salesforce.com/sfc/p/700000009DAw/a/QQ0000047qpB/H8gKo0LfqgCwXPQrrCKXXGwjJyxEIewqKGJa11jTCw0" target="_blank">CyTOF User Guide</a> | NGS Library Prep | IFC (1) | Biomark X9 |  | <a href="https://fluidigm.my.salesforce.com/sfc/p/700000009DAw/a/4u000001870w/XU6eX2YZtdejnAfGRls.mPHhJTPvhOp30R18ZV_Asw4" target="_blank">MSDS-3000000X</a> | FFPE | Maxpar
105374 | Power Tube | Helios, CyTOF XT | <a href="https://fluidigm.my.salesforce.com/sfc/p/700000009DAw/a/QQ0000047qpB/H8gKo0LfqgCwXPQrrCKXXGwjJyxEIewqKGJa11jTCw0" target="_blank">CyTOF User Guide</a> | NGS Library Prep | IFC (1) | Biomark X9 |  | <a href="https://fluidigm.my.salesforce.com/sfc/p/700000009DAw/a/4u000001870w/XU6eX2YZtdejnAfGRls.mPHhJTPvhOp30R18ZV_Asw4" target="_blank">MSDS-3000000X</a> | FFPE | Maxpar
105398 | Load Coil | Helios, CyTOF, CyTOF2 | <a href="https://fluidigm.my.salesforce.com/sfc/p/700000009DAw/a/QQ0000047qpB/H8gKo0LfqgCwXPQrrCKXXGwjJyxEIewqKGJa11jTCw0" target="_blank">CyTOF User Guide</a> | Single Cell | IFC (1) | C1 |  | <a href="https://fluidigm.my.salesforce.com/sfc/p/700000009DAw/a/4u000001870w/XU6eX2YZtdejnAfGRls.mPHhJTPvhOp30R18ZV_Asw4" target="_blank">MSDS-3000000X</a> | FFPE | Maxpar
105545 | Spray Chamber (glass) | CyTOF, CyTOF2 | <a href="https://fluidigm.my.salesforce.com/sfc/p/700000009DAw/a/QQ0000047qpB/H8gKo0LfqgCwXPQrrCKXXGwjJyxEIewqKGJa11jTCw0" target="_blank">CyTOF User Guide</a> | Gene Expression | IFC (1) | Biomark X9 |  | <a href="https://fluidigm.my.salesforce.com/sfc/p/700000009DAw/a/4u000001870w/XU6eX2YZtdejnAfGRls.mPHhJTPvhOp30R18ZV_Asw4" target="_blank">MSDS-3000000X</a> | FFPE | Maxpar
105624 | Cone Removal Tool | Helios, CyTOF XT | <a href="https://fluidigm.my.salesforce.com/sfc/p/700000009DAw/a/QQ0000047qpB/H8gKo0LfqgCwXPQrrCKXXGwjJyxEIewqKGJa11jTCw0" target="_blank">CyTOF User Guide</a> | NGS Library Prep | IFC (1) | Legacy |  | <a href="https://fluidigm.my.salesforce.com/sfc/p/700000009DAw/a/4u000001870w/XU6eX2YZtdejnAfGRls.mPHhJTPvhOp30R18ZV_Asw4" target="_blank">MSDS-3000000X</a> | FFPE, Frozen | Maxpar
105641 | O-Ring Kit, Torch - 5 Pack | Helios | <a href="https://fluidigm.my.salesforce.com/sfc/p/700000009DAw/a/QQ000001T7Yb/V.27BT2OQAm0D5fE6H_vzg47sYjiFEvNAOSmq6C4Z38" target="_blank">Helios User Guide</a> | Gene Expression | IFC (1) | Biomark X9 |  | <a href="https://fluidigm.my.salesforce.com/sfc/p/700000009DAw/a/4u000001870w/XU6eX2YZtdejnAfGRls.mPHhJTPvhOp30R18ZV_Asw4" target="_blank">MSDS-3000000X</a> | FFPE | Maxpar
105654 | Coolant Solution | Helios | <a href="https://fluidigm.my.salesforce.com/sfc/p/700000009DAw/a/QQ000001T7Yb/V.27BT2OQAm0D5fE6H_vzg47sYjiFEvNAOSmq6C4Z38" target="_blank">Helios User Guide</a> | Genotyping | IFC (1) | Biomark X9 |  | <a href="https://fluidigm.my.salesforce.com/sfc/p/700000009DAw/a/4u000001870w/XU6eX2YZtdejnAfGRls.mPHhJTPvhOp30R18ZV_Asw4" target="_blank">MSDS-3000000X</a> | FFPE | Maxpar
105704 | O-Ring, Sampler - 5 Pack | Helios | <a href="https://fluidigm.my.salesforce.com/sfc/p/700000009DAw/a/QQ000001T7Yb/V.27BT2OQAm0D5fE6H_vzg47sYjiFEvNAOSmq6C4Z38" target="_blank">Helios User Guide</a> | Genotyping | IFC (1) | Biomark X9 |  | <a href="https://fluidigm.my.salesforce.com/sfc/p/700000009DAw/a/4u000001870w/XU6eX2YZtdejnAfGRls.mPHhJTPvhOp30R18ZV_Asw4" target="_blank">MSDS-3000000X</a> | FFPE, Frozen | Maxpar
105711 | Torch Box O-Ring - 5 Pack | CyTOF, CyTOF2 | <a href="https://fluidigm.my.salesforce.com/sfc/p/700000009DAw/a/QQ0000047qpB/H8gKo0LfqgCwXPQrrCKXXGwjJyxEIewqKGJa11jTCw0" target="_blank">CyTOF User Guide</a> | dPCR | IFC (1) | Legacy |  | <a href="https://fluidigm.my.salesforce.com/sfc/p/700000009DAw/a/4u000001870w/XU6eX2YZtdejnAfGRls.mPHhJTPvhOp30R18ZV_Asw4" target="_blank">MSDS-3000000X</a> | FFPE | Maxpar
105900 | Sample Introduction Kit | CyTOF, CyTOF2 | <a href="https://fluidigm.my.salesforce.com/sfc/p/700000009DAw/a/QQ0000047qpB/H8gKo0LfqgCwXPQrrCKXXGwjJyxEIewqKGJa11jTCw0" target="_blank">CyTOF User Guide</a> | Genotyping | IFC (1) | Biomark X9 |  | <a href="https://fluidigm.my.salesforce.com/sfc/p/700000009DAw/a/4u000001870w/XU6eX2YZtdejnAfGRls.mPHhJTPvhOp30R18ZV_Asw4" target="_blank">MSDS-3000000X</a> | FFPE, Frozen | Maxpar
105901 | CTFE Ferrules - 10 Pack | CyTOF, CyTOF2 | <a href="https://fluidigm.my.salesforce.com/sfc/p/700000009DAw/a/QQ0000047qpB/H8gKo0LfqgCwXPQrrCKXXGwjJyxEIewqKGJa11jTCw0" target="_blank">CyTOF User Guide</a> | Gene Expression | IFC (1) | Biomark X9 |  | <a href="https://fluidigm.my.salesforce.com/sfc/p/700000009DAw/a/4u000001870w/XU6eX2YZtdejnAfGRls.mPHhJTPvhOp30R18ZV_Asw4" target="_blank">MSDS-3000000X</a> | FFPE | Maxpar
105910 | Nebulizer Cleaning Kit | Helios, CyTOF, CyTOF2, CyTOF XT | <a href="https://fluidigm.my.salesforce.com/sfc/p/700000009DAw/a/QQ0000047qpB/H8gKo0LfqgCwXPQrrCKXXGwjJyxEIewqKGJa11jTCw0" target="_blank">CyTOF User Guide</a> | Genotyping | IFC (1) | Biomark X9 |  | <a href="https://fluidigm.my.salesforce.com/sfc/p/700000009DAw/a/4u000001870w/XU6eX2YZtdejnAfGRls.mPHhJTPvhOp30R18ZV_Asw4" target="_blank">MSDS-3000000X</a> | FFPE, Frozen | Maxpar
105916 | Nebulizer Port O-Rings, 2-011 Si - 5 Pack | CyTOF, CyTOF2 | <a href="https://fluidigm.my.salesforce.com/sfc/p/700000009DAw/a/QQ0000047qpB/H8gKo0LfqgCwXPQrrCKXXGwjJyxEIewqKGJa11jTCw0" target="_blank">CyTOF User Guide</a> | dPCR | IFC (1) | Legacy |  | <a href="https://fluidigm.my.salesforce.com/sfc/p/700000009DAw/a/4u000001870w/XU6eX2YZtdejnAfGRls.mPHhJTPvhOp30R18ZV_Asw4" target="_blank">MSDS-3000000X</a> | FFPE | Maxpar
105922 | Sample Capillary Fit Kit, Assembled | Helios, CyTOF, CyTOF2 | <a href="https://fluidigm.my.salesforce.com/sfc/p/700000009DAw/a/QQ0000047qpB/H8gKo0LfqgCwXPQrrCKXXGwjJyxEIewqKGJa11jTCw0" target="_blank">CyTOF User Guide</a> | Gene Expression | IFC (1) | Biomark X9 |  | <a href="https://fluidigm.my.salesforce.com/sfc/p/700000009DAw/a/4u000001870w/XU6eX2YZtdejnAfGRls.mPHhJTPvhOp30R18ZV_Asw4" target="_blank">MSDS-3000000X</a> | FFPE | Maxpar
106393 | Sample Loader-Sample Holder, Large | Helios, CyTOF2 | <a href="https://fluidigm.my.salesforce.com/sfc/p/700000009DAw/a/QQ0000047qpB/H8gKo0LfqgCwXPQrrCKXXGwjJyxEIewqKGJa11jTCw0" target="_blank">CyTOF User Guide</a> | Genotyping | IFC (1) | Biomark X9 |  | <a href="https://fluidigm.my.salesforce.com/sfc/p/700000009DAw/a/4u000001870w/XU6eX2YZtdejnAfGRls.mPHhJTPvhOp30R18ZV_Asw4" target="_blank">MSDS-3000000X</a> | FFPE | Maxpar
107004 | Spray Chamber (PEEK) | Helios | <a href="https://fluidigm.my.salesforce.com/sfc/p/700000009DAw/a/QQ000001T7Yb/V.27BT2OQAm0D5fE6H_vzg47sYjiFEvNAOSmq6C4Z38" target="_blank">Helios User Guide</a> | Single Cell | IFC (10 pack) | C1 |  | <a href="https://fluidigm.my.salesforce.com/sfc/p/700000009DAw/a/4u000001870w/XU6eX2YZtdejnAfGRls.mPHhJTPvhOp30R18ZV_Asw4" target="_blank">MSDS-3000000X</a> | FFPE | Maxpar
107018 | HT Injector | Helios | <a href="https://fluidigm.my.salesforce.com/sfc/p/700000009DAw/a/QQ000001T7Yb/V.27BT2OQAm0D5fE6H_vzg47sYjiFEvNAOSmq6C4Z38" target="_blank">Helios User Guide</a> | Single Cell | IFC (10 pack) | C1 |  | <a href="https://fluidigm.my.salesforce.com/sfc/p/700000009DAw/a/4u000001870w/XU6eX2YZtdejnAfGRls.mPHhJTPvhOp30R18ZV_Asw4" target="_blank">MSDS-3000000X</a> | FFPE, Frozen | Maxpar
107028 | Sample Loader-Sample Holder, Small | Helios, CyTOF2 | <a href="https://fluidigm.my.salesforce.com/sfc/p/700000009DAw/a/QQ0000047qpB/H8gKo0LfqgCwXPQrrCKXXGwjJyxEIewqKGJa11jTCw0" target="_blank">CyTOF User Guide</a> | Single Cell | IFC (10 pack) | C1 |  | <a href="https://fluidigm.my.salesforce.com/sfc/p/700000009DAw/a/4u000001870w/XU6eX2YZtdejnAfGRls.mPHhJTPvhOp30R18ZV_Asw4" target="_blank">MSDS-3000000X</a> | FFPE | Maxpar
107033 | Sample Loader-Sample Probe Line | Helios | <a href="https://fluidigm.my.salesforce.com/sfc/p/700000009DAw/a/QQ000001T7Yb/V.27BT2OQAm0D5fE6H_vzg47sYjiFEvNAOSmq6C4Z38" target="_blank">Helios User Guide</a> | Single Cell | IFC (10 pack) | C1 |  | <a href="https://fluidigm.my.salesforce.com/sfc/p/700000009DAw/a/4u000001870w/XU6eX2YZtdejnAfGRls.mPHhJTPvhOp30R18ZV_Asw4" target="_blank">MSDS-3000000X</a> | FFPE | Maxpar
107085 | Sample Loader-Argon Gas Input Tubing | Helios | <a href="https://fluidigm.my.salesforce.com/sfc/p/700000009DAw/a/QQ000001T7Yb/V.27BT2OQAm0D5fE6H_vzg47sYjiFEvNAOSmq6C4Z38" target="_blank">Helios User Guide</a> | Single Cell | IFC (10 pack) | C1 |  | <a href="https://fluidigm.my.salesforce.com/sfc/p/700000009DAw/a/4u000001870w/XU6eX2YZtdejnAfGRls.mPHhJTPvhOp30R18ZV_Asw4" target="_blank">MSDS-3000000X</a> | FFPE | Maxpar
107086 | Sample Loader-Sample Line | Helios | <a href="https://fluidigm.my.salesforce.com/sfc/p/700000009DAw/a/QQ000001T7Yb/V.27BT2OQAm0D5fE6H_vzg47sYjiFEvNAOSmq6C4Z38" target="_blank">Helios User Guide</a> | Single Cell | IFC (10 pack) | C1 |  | <a href="https://fluidigm.my.salesforce.com/sfc/p/700000009DAw/a/4u000001870w/XU6eX2YZtdejnAfGRls.mPHhJTPvhOp30R18ZV_Asw4" target="_blank">MSDS-3000000X</a> | FFPE | Maxpar
107132 | Skimmer-Reducer Cone Assembly (Tested) | Helios, CyTOF, CyTOF2 | <a href="https://fluidigm.my.salesforce.com/sfc/p/700000009DAw/a/QQ0000047qpB/H8gKo0LfqgCwXPQrrCKXXGwjJyxEIewqKGJa11jTCw0" target="_blank">CyTOF User Guide</a> | Single Cell | IFC (10 pack) | C1 |  | <a href="https://fluidigm.my.salesforce.com/sfc/p/700000009DAw/a/4u000001870w/XU6eX2YZtdejnAfGRls.mPHhJTPvhOp30R18ZV_Asw4" target="_blank">MSDS-3000000X</a> | FFPE | Maxpar
107142 | Nebulizer Gas Line | Helios, CyTOF2 | <a href="https://fluidigm.my.salesforce.com/sfc/p/700000009DAw/a/QQ0000047qpB/H8gKo0LfqgCwXPQrrCKXXGwjJyxEIewqKGJa11jTCw0" target="_blank">CyTOF User Guide</a> | Single Cell | IFC (10 pack) | C1 |  | <a href="https://fluidigm.my.salesforce.com/sfc/p/700000009DAw/a/4u000001870w/XU6eX2YZtdejnAfGRls.mPHhJTPvhOp30R18ZV_Asw4" target="_blank">MSDS-3000000X</a> | FFPE | Maxpar
107144 | Nebulizer + Nebulizer Line | Helios | <a href="https://fluidigm.my.salesforce.com/sfc/p/700000009DAw/a/QQ000001T7Yb/V.27BT2OQAm0D5fE6H_vzg47sYjiFEvNAOSmq6C4Z38" target="_blank">Helios User Guide</a> | Genotyping | IFC (10 pack) | Biomark X9 |  | <a href="https://fluidigm.my.salesforce.com/sfc/p/700000009DAw/a/4u000001870w/XU6eX2YZtdejnAfGRls.mPHhJTPvhOp30R18ZV_Asw4" target="_blank">MSDS-3000000X</a> | FFPE, Frozen | Maxpar
107301 | O-Ring, Pressure Chamber, Sample Loader - 5 Pack | Helios | <a href="https://fluidigm.my.salesforce.com/sfc/p/700000009DAw/a/QQ000001T7Yb/V.27BT2OQAm0D5fE6H_vzg47sYjiFEvNAOSmq6C4Z38" target="_blank">Helios User Guide</a> | NGS Library Prep | IFC (10 pack) | Biomark X9 |  | <a href="https://fluidigm.my.salesforce.com/sfc/p/700000009DAw/a/4u000001870w/XU6eX2YZtdejnAfGRls.mPHhJTPvhOp30R18ZV_Asw4" target="_blank">MSDS-3000000X</a> | FFPE, Frozen | Maxpar
107302 | O-Ring, Spray Chamber, Body - 5 Pack | Helios | <a href="https://fluidigm.my.salesforce.com/sfc/p/700000009DAw/a/QQ000001T7Yb/V.27BT2OQAm0D5fE6H_vzg47sYjiFEvNAOSmq6C4Z38" target="_blank">Helios User Guide</a> | NGS Library Prep | IFC (10 pack) | Biomark X9 |  | <a href="https://fluidigm.my.salesforce.com/sfc/p/700000009DAw/a/4u000001870w/XU6eX2YZtdejnAfGRls.mPHhJTPvhOp30R18ZV_Asw4" target="_blank">MSDS-3000000X</a> | FFPE | Maxpar
107304 | O-Ring, Spray Chamber, Inner Cap - 5 Pack | Helios | <a href="https://fluidigm.my.salesforce.com/sfc/p/700000009DAw/a/QQ000001T7Yb/V.27BT2OQAm0D5fE6H_vzg47sYjiFEvNAOSmq6C4Z38" target="_blank">Helios User Guide</a> | dPCR | IFC (20 pack) | Legacy |  | <a href="https://fluidigm.my.salesforce.com/sfc/p/700000009DAw/a/4u000001870w/XU6eX2YZtdejnAfGRls.mPHhJTPvhOp30R18ZV_Asw4" target="_blank">MSDS-3000000X</a> | FFPE | Maxpar
107950 | WB Injector | Helios, CyTOF2 | <a href="https://fluidigm.my.salesforce.com/sfc/p/700000009DAw/a/QQ0000047qpB/H8gKo0LfqgCwXPQrrCKXXGwjJyxEIewqKGJa11jTCw0" target="_blank">CyTOF User Guide</a> | NGS Library Prep | IFC (5 pack) | Biomark X9 |  | <a href="https://fluidigm.my.salesforce.com/sfc/p/700000009DAw/a/4u000001870w/XU6eX2YZtdejnAfGRls.mPHhJTPvhOp30R18ZV_Asw4" target="_blank">MSDS-3000000X</a> | FFPE | Maxpar
108147 | O-Ring, Coupling Tube - 5 Pacl | Hyperion HTI | <a href="https://fluidigm.my.salesforce.com/sfc/p/700000009DAw/a/4u0000019kK7/pGYy8VUeTSYMrcxhEUcMGXPYK5Klb1MWKhezKatjKAI" target="_blank">Hyperion User Guide</a> | NGS Library Prep | IFC (5 pack) | Biomark X9 |  | <a href="https://fluidigm.my.salesforce.com/sfc/p/700000009DAw/a/4u000001870w/XU6eX2YZtdejnAfGRls.mPHhJTPvhOp30R18ZV_Asw4" target="_blank">MSDS-3000000X</a> | Frozen | Maxpar
108174 | Injector | Hyperion HTI | <a href="https://fluidigm.my.salesforce.com/sfc/p/700000009DAw/a/4u0000019kK7/pGYy8VUeTSYMrcxhEUcMGXPYK5Klb1MWKhezKatjKAI" target="_blank">Hyperion User Guide</a> | Single Cell | IFC (15pack) | C1 |  | <a href="https://fluidigm.my.salesforce.com/sfc/p/700000009DAw/a/4u000001870w/XU6eX2YZtdejnAfGRls.mPHhJTPvhOp30R18ZV_Asw4" target="_blank">MSDS-3000000X</a> | Frozen | Maxpar
108286 | Gas Connection Kit | Hyperion HTI | <a href="https://fluidigm.my.salesforce.com/sfc/p/700000009DAw/a/4u0000019kK7/pGYy8VUeTSYMrcxhEUcMGXPYK5Klb1MWKhezKatjKAI" target="_blank">Hyperion User Guide</a> | Genotyping | IFC (50 pack) | Biomark X9 |  | <a href="https://fluidigm.my.salesforce.com/sfc/p/700000009DAw/a/4u000001870w/XU6eX2YZtdejnAfGRls.mPHhJTPvhOp30R18ZV_Asw4" target="_blank">MSDS-3000000X</a> | FFPE | Maxpar
108480 | Coupling Tube Kit | Hyperion HTI | <a href="https://fluidigm.my.salesforce.com/sfc/p/700000009DAw/a/4u0000019kK7/pGYy8VUeTSYMrcxhEUcMGXPYK5Klb1MWKhezKatjKAI" target="_blank">Hyperion User Guide</a> | Genotyping | IFC (100 pack) | Biomark X9 |  | <a href="https://fluidigm.my.salesforce.com/sfc/p/700000009DAw/a/4u000001870w/XU6eX2YZtdejnAfGRls.mPHhJTPvhOp30R18ZV_Asw4" target="_blank">MSDS-3000000X</a> | FFPE, Frozen | Maxpar
108650 | Front and Back Ferrule Set - 5 Pack | Hyperion HTI | <a href="https://fluidigm.my.salesforce.com/sfc/p/700000009DAw/a/4u0000019kK7/pGYy8VUeTSYMrcxhEUcMGXPYK5Klb1MWKhezKatjKAI" target="_blank">Hyperion User Guide</a> | NGS Library Prep | 48.48 IFC | Legacy Instrument |  | <a href="https://fluidigm.my.salesforce.com/sfc/p/700000009DAw/a/4u000001870w/XU6eX2YZtdejnAfGRls.mPHhJTPvhOp30R18ZV_Asw4" target="_blank">MSDS-3000000X</a> | FFPE | Maxpar
117172 | Sampler Platinum Cone | CyTOF XT | <a href="https://fluidigm.my.salesforce.com/sfc/p/700000009DAw/a/QQ0000047qpB/H8gKo0LfqgCwXPQrrCKXXGwjJyxEIewqKGJa11jTCw0" target="_blank">CyTOF User Guide</a> | NGS Library Prep | 48.48 IFC | Legacy Instrument |  | <a href="https://fluidigm.my.salesforce.com/sfc/p/700000009DAw/a/4u000001870w/XU6eX2YZtdejnAfGRls.mPHhJTPvhOp30R18ZV_Asw4" target="_blank">MSDS-3000000X</a> | FFPE, Frozen | Maxpar
117174 | Skimmer-Reducer Platinum Cones | CyTOF XT | <a href="https://fluidigm.my.salesforce.com/sfc/p/700000009DAw/a/QQ0000047qpB/H8gKo0LfqgCwXPQrrCKXXGwjJyxEIewqKGJa11jTCw0" target="_blank">CyTOF User Guide</a> | NGS Library Prep | 48.48 IFC | Legacy Instrument |  | <a href="https://fluidigm.my.salesforce.com/sfc/p/700000009DAw/a/4u000001870w/XU6eX2YZtdejnAfGRls.mPHhJTPvhOp30R18ZV_Asw4" target="_blank">MSDS-3000000X</a> | FFPE | Maxpar
117382 | Injector | CyTOF XT | <a href="https://fluidigm.my.salesforce.com/sfc/p/700000009DAw/a/QQ0000047qpB/H8gKo0LfqgCwXPQrrCKXXGwjJyxEIewqKGJa11jTCw0" target="_blank">CyTOF User Guide</a> | NGS Library Prep | 48.48 IFC | Legacy Instrument |  | <a href="https://fluidigm.my.salesforce.com/sfc/p/700000009DAw/a/4u000001870w/XU6eX2YZtdejnAfGRls.mPHhJTPvhOp30R18ZV_Asw4" target="_blank">MSDS-3000000X</a> | FFPE | Maxpar
117423 | Torch, Outer Tube | CyTOF XT | <a href="https://fluidigm.my.salesforce.com/sfc/p/700000009DAw/a/QQ0000047qpB/H8gKo0LfqgCwXPQrrCKXXGwjJyxEIewqKGJa11jTCw0" target="_blank">CyTOF User Guide</a> | NGS Library Prep | 48.48 IFC | Legacy Instrument |  | <a href="https://fluidigm.my.salesforce.com/sfc/p/700000009DAw/a/4u000001870w/XU6eX2YZtdejnAfGRls.mPHhJTPvhOp30R18ZV_Asw4" target="_blank">MSDS-3000000X</a> | Frozen | Maxpar
117424 | Torch, Inner Tube | CyTOF XT | <a href="https://fluidigm.my.salesforce.com/sfc/p/700000009DAw/a/QQ0000047qpB/H8gKo0LfqgCwXPQrrCKXXGwjJyxEIewqKGJa11jTCw0" target="_blank">CyTOF User Guide</a> | NGS Library Prep | 48.48 IFC | Legacy Instrument |  | <a href="https://fluidigm.my.salesforce.com/sfc/p/700000009DAw/a/4u000001870w/XU6eX2YZtdejnAfGRls.mPHhJTPvhOp30R18ZV_Asw4" target="_blank">MSDS-3000000X</a> | FFPE | Maxpar
117486 | Nebulizer Seat Washer | CyTOF XT | <a href="https://fluidigm.my.salesforce.com/sfc/p/700000009DAw/a/QQ0000047qpB/H8gKo0LfqgCwXPQrrCKXXGwjJyxEIewqKGJa11jTCw0" target="_blank">CyTOF User Guide</a> |  | All | Biomark X9 |  | <a href="https://fluidigm.my.salesforce.com/sfc/p/700000009DAw/a/4u000001870w/XU6eX2YZtdejnAfGRls.mPHhJTPvhOp30R18ZV_Asw4" target="_blank">MSDS-3000000X</a> | FFPE | Maxpar
117506 | Nebulizer | CyTOF XT | <a href="https://fluidigm.my.salesforce.com/sfc/p/700000009DAw/a/QQ0000047qpB/H8gKo0LfqgCwXPQrrCKXXGwjJyxEIewqKGJa11jTCw0" target="_blank">CyTOF User Guide</a> |  | All | Biomark X9 |  | <a href="https://fluidigm.my.salesforce.com/sfc/p/700000009DAw/a/4u000001870w/XU6eX2YZtdejnAfGRls.mPHhJTPvhOp30R18ZV_Asw4" target="_blank">MSDS-3000000X</a> | FFPE | Maxpar
117775 | Autosampler Probe Line | CyTOF XT | <a href="https://fluidigm.my.salesforce.com/sfc/p/700000009DAw/a/QQ0000047qpB/H8gKo0LfqgCwXPQrrCKXXGwjJyxEIewqKGJa11jTCw0" target="_blank">CyTOF User Guide</a> | Single Cell |  | C1 |  | <a href="https://fluidigm.my.salesforce.com/sfc/p/700000009DAw/a/4u000001870w/XU6eX2YZtdejnAfGRls.mPHhJTPvhOp30R18ZV_Asw4" target="_blank">MSDS-3000000X</a> | FFPE | Maxpar
117784 | Nebulizer Sample Line | CyTOF XT | <a href="https://fluidigm.my.salesforce.com/sfc/p/700000009DAw/a/QQ0000047qpB/H8gKo0LfqgCwXPQrrCKXXGwjJyxEIewqKGJa11jTCw0" target="_blank">CyTOF User Guide</a> | NGS Library Prep | 48.48 IFC | Legacy Instrument |  | <a href="https://fluidigm.my.salesforce.com/sfc/p/700000009DAw/a/4u000001870w/XU6eX2YZtdejnAfGRls.mPHhJTPvhOp30R18ZV_Asw4" target="_blank">MSDS-3000000X</a> | Frozen | Maxpar
118389 | Autosampler Bottle Cap Check Valve | CyTOF XT | <a href="https://fluidigm.my.salesforce.com/sfc/p/700000009DAw/a/QQ0000047qpB/H8gKo0LfqgCwXPQrrCKXXGwjJyxEIewqKGJa11jTCw0" target="_blank">CyTOF User Guide</a> | Genotyping | 96.96 IFC | Biomark X9 |  | <a href="https://fluidigm.my.salesforce.com/sfc/p/700000009DAw/a/4u000001870w/XU6eX2YZtdejnAfGRls.mPHhJTPvhOp30R18ZV_Asw4" target="_blank">MSDS-3000000X</a> | Frozen | Maxpar
118744 | Autosampler Carousel Housing | CyTOF XT | <a href="https://fluidigm.my.salesforce.com/sfc/p/700000009DAw/a/QQ0000047qpB/H8gKo0LfqgCwXPQrrCKXXGwjJyxEIewqKGJa11jTCw0" target="_blank">CyTOF User Guide</a> | Gene Expression | 48.48 IFC | Biomark X9 |  | <a href="https://fluidigm.my.salesforce.com/sfc/p/700000009DAw/a/4u000001870w/XU6eX2YZtdejnAfGRls.mPHhJTPvhOp30R18ZV_Asw4" target="_blank">MSDS-3000000X</a> | FFPE, Frozen | Maxpar
118763 | Autosampler Sample Loop | CyTOF XT | <a href="https://fluidigm.my.salesforce.com/sfc/p/700000009DAw/a/QQ0000047qpB/H8gKo0LfqgCwXPQrrCKXXGwjJyxEIewqKGJa11jTCw0" target="_blank">CyTOF User Guide</a> | Gene Expression | 48.48 IFC | Biomark X9 |  | <a href="https://fluidigm.my.salesforce.com/sfc/p/700000009DAw/a/4u000001870w/XU6eX2YZtdejnAfGRls.mPHhJTPvhOp30R18ZV_Asw4" target="_blank">MSDS-3000000X</a> | FFPE | Maxpar
130353 | Autosampler Bottle Cap O-Ring Kit | CyTOF XT | <a href="https://fluidigm.my.salesforce.com/sfc/p/700000009DAw/a/QQ0000047qpB/H8gKo0LfqgCwXPQrrCKXXGwjJyxEIewqKGJa11jTCw0" target="_blank">CyTOF User Guide</a> | Gene Expression | 96.96 IFC | Biomark X9 |  | <a href="https://fluidigm.my.salesforce.com/sfc/p/700000009DAw/a/4u000001870w/XU6eX2YZtdejnAfGRls.mPHhJTPvhOp30R18ZV_Asw4" target="_blank">MSDS-3000000X</a> | FFPE, Frozen | Maxpar
130354 | Autosampler Bottle Lines Kit | CyTOF XT | <a href="https://fluidigm.my.salesforce.com/sfc/p/700000009DAw/a/QQ0000047qpB/H8gKo0LfqgCwXPQrrCKXXGwjJyxEIewqKGJa11jTCw0" target="_blank">CyTOF User Guide</a> | Gene Expression | 96.96 IFC | Biomark X9 |  | <a href="https://fluidigm.my.salesforce.com/sfc/p/700000009DAw/a/4u000001870w/XU6eX2YZtdejnAfGRls.mPHhJTPvhOp30R18ZV_Asw4" target="_blank">MSDS-3000000X</a> | FFPE | Maxpar
130355 | Heater Assembly O-Ring Kit | CyTOF XT | <a href="https://fluidigm.my.salesforce.com/sfc/p/700000009DAw/a/QQ0000047qpB/H8gKo0LfqgCwXPQrrCKXXGwjJyxEIewqKGJa11jTCw0" target="_blank">CyTOF User Guide</a> | Genotyping | 48.48 IFC | Biomark X9 |  | <a href="https://fluidigm.my.salesforce.com/sfc/p/700000009DAw/a/4u000001870w/XU6eX2YZtdejnAfGRls.mPHhJTPvhOp30R18ZV_Asw4" target="_blank">MSDS-3000000X</a> | FFPE | Maxpar
130357 | Torch Holder O-Ring Kit | CyTOF XT | <a href="https://fluidigm.my.salesforce.com/sfc/p/700000009DAw/a/QQ0000047qpB/H8gKo0LfqgCwXPQrrCKXXGwjJyxEIewqKGJa11jTCw0" target="_blank">CyTOF User Guide</a> | Genotyping | 48.48 IFC | Biomark X9 |  | <a href="https://fluidigm.my.salesforce.com/sfc/p/700000009DAw/a/4u000001870w/XU6eX2YZtdejnAfGRls.mPHhJTPvhOp30R18ZV_Asw4" target="_blank">MSDS-3000000X</a> | Frozen | Maxpar
130393 | Autosampler Lines Cleaning Kit | CyTOF XT | <a href="https://fluidigm.my.salesforce.com/sfc/p/700000009DAw/a/QQ0000047qpB/H8gKo0LfqgCwXPQrrCKXXGwjJyxEIewqKGJa11jTCw0" target="_blank">CyTOF User Guide</a> | Genotyping | 96.96 IFC | Biomark X9 |  | <a href="https://fluidigm.my.salesforce.com/sfc/p/700000009DAw/a/4u000001870w/XU6eX2YZtdejnAfGRls.mPHhJTPvhOp30R18ZV_Asw4" target="_blank">MSDS-3000000X</a> | FFPE | Maxpar
130396 | Sampler O-Ring 2-033 - 10 Pack | CyTOF XT | <a href="https://fluidigm.my.salesforce.com/sfc/p/700000009DAw/a/QQ0000047qpB/H8gKo0LfqgCwXPQrrCKXXGwjJyxEIewqKGJa11jTCw0" target="_blank">CyTOF User Guide</a> | Genotyping | 96.96 IFC | Biomark X9 |  | <a href="https://fluidigm.my.salesforce.com/sfc/p/700000009DAw/a/4u000001870w/XU6eX2YZtdejnAfGRls.mPHhJTPvhOp30R18ZV_Asw4" target="_blank">MSDS-3000000X</a> | FFPE | Maxpar
132465 | Coupling Tube Kit | Hyperion XTi | <a href="https://fluidigm.my.salesforce.com/sfc/p/700000009DAw/a/QQ000006sqvp/4AXgZKKJXA7ADtwHQZMZ_mywUrT7f6o7L39vb7t8108" target="_blank">Hyperion XTi User Guide</a> |  |  | Legacy Instrument |  | <a href="https://fluidigm.my.salesforce.com/sfc/p/700000009DAw/a/4u000001870w/XU6eX2YZtdejnAfGRls.mPHhJTPvhOp30R18ZV_Asw4" target="_blank">MSDS-3000000X</a> | FFPE | Maxpar
201088 | 3-Element Full Coverage Tuning Slide | Hyperion HTI, Hyperion XTi | <a href="https://fluidigm.my.salesforce.com/sfc/p/700000009DAw/a/QQ000006sqvp/4AXgZKKJXA7ADtwHQZMZ_mywUrT7f6o7L39vb7t8108" target="_blank">Hyperion XTi User Guide</a> | NGS Library Prep | 48.48 IFC | Legacy Instrument |  | <a href="https://fluidigm.my.salesforce.com/sfc/p/700000009DAw/a/4u000001870w/XU6eX2YZtdejnAfGRls.mPHhJTPvhOp30R18ZV_Asw4" target="_blank">MSDS-3000000X</a> | Frozen | Maxpar
135400 | Computer plus Windows 11 OS/SW Upgrade Service (Trade In) | CyTOF XT, Hyperion XTi | <a href="https://fluidigm.my.salesforce.com/sfc/p/700000009DAw/a/QQ000006sqvp/4AXgZKKJXA7ADtwHQZMZ_mywUrT7f6o7L39vb7t8108" target="_blank">Hyperion XTi User Guide</a> | NGS Library Prep | 48.48 IFC | Legacy Instrument |  | <a href="https://fluidigm.my.salesforce.com/sfc/p/700000009DAw/a/4u000001870w/XU6eX2YZtdejnAfGRls.mPHhJTPvhOp30R18ZV_Asw4" target="_blank">MSDS-3000000X</a> | FFPE | Maxpar
135399 | Computer plus Windows 11 OS/SW Upgrade Service (No Trade In) | CyTOF XT, Hyperion XTi | <a href="https://fluidigm.my.salesforce.com/sfc/p/700000009DAw/a/QQ000006sqvp/4AXgZKKJXA7ADtwHQZMZ_mywUrT7f6o7L39vb7t8108" target="_blank">Hyperion XTi User Guide</a> | Gene Expression | 48.48 IFC | Biomark X9 |  | <a href="https://fluidigm.my.salesforce.com/sfc/p/700000009DAw/a/4u000001870w/XU6eX2YZtdejnAfGRls.mPHhJTPvhOp30R18ZV_Asw4" target="_blank">MSDS-3000000X</a> | FFPE, Frozen | Maxpar
Kits | 100-3415 | GE 96.96 Dynamic Array DNA Binding Dye Reagent Kit with Control Line Fluid—10 IFCs | <a href="https://fluidigm.my.salesforce.com/sfc/p/700000009DAw/a/QQ000001SmvZ/liXxHZeaq5p_rHBSQR4ooOh4hWBQczaiOxyHN6ZhAKU" target="_blank">100-5832</a> | Gene Expression | 96.96 IFC | Biomark X9 |  | <a href="https://fluidigm.my.salesforce.com/sfc/p/700000009DAw/a/4u000001870w/XU6eX2YZtdejnAfGRls.mPHhJTPvhOp30R18ZV_Asw4" target="_blank">MSDS-3000000X</a> | FFPE | Maxpar
Kits | 100-3459 | GT 192.24 Dynamic Array Reagent Kit with Control Line Fluid—10 IFCs | <a href="https://fluidigm.my.salesforce.com/sfc/p/700000009DAw/a/QQ000001SlwH/_WBU6HIcW6aN_Mrq0fqWzO8g7if2zGUyS8iSQCuCMB8" target="_blank">100-5753</a> | Genotyping | 192.24 IFC | Biomark X9 |  | <a href="https://fluidigm.my.salesforce.com/sfc/p/700000009DAw/a/4u000001870w/XU6eX2YZtdejnAfGRls.mPHhJTPvhOp30R18ZV_Asw4" target="_blank">MSDS-3000000X</a> | FFPE | Maxpar
Kits | 100-4134 | SNP Type™ 96.96 Genotyping Reagent Kit with Control Line Fluid—10 IFCs | <a href="https://fluidigm.my.salesforce.com/sfc/p/700000009DAw/a/QQ000001SmxB/1F.PSFuLMH757yrQi_f68CSpFpQ2Uddvsz4w7j56Tog" target="_blank">100-5840</a> | Genotyping | 96.96 IFC | Biomark X9 |  | <a href="https://fluidigm.my.salesforce.com/sfc/p/700000009DAw/a/4u000001870w/XU6eX2YZtdejnAfGRls.mPHhJTPvhOp30R18ZV_Asw4" target="_blank">MSDS-3000000X</a> | Frozen | Maxpar
Kits | 100-4135 | SNP Type™ 48.48 Genotyping Reagent Kit with Control Line Fluid—10 IFCs | <a href="https://fluidigm.my.salesforce.com/sfc/p/700000009DAw/a/QQ000001SmxB/1F.PSFuLMH757yrQi_f68CSpFpQ2Uddvsz4w7j56Tog" target="_blank">100-5840</a> | Genotyping | 48.48 IFC | Biomark X9 |  | <a href="https://fluidigm.my.salesforce.com/sfc/p/700000009DAw/a/4u000001870w/XU6eX2YZtdejnAfGRls.mPHhJTPvhOp30R18ZV_Asw4" target="_blank">MSDS-3000000X</a> | FFPE | Maxpar
Kits | 100-4136 | SNP Type™ 192.24 Genotyping Reagent Kit with Control Line Fluid—10 IFCs | <a href="https://fluidigm.my.salesforce.com/sfc/p/700000009DAw/a/QQ000001SmxB/1F.PSFuLMH757yrQi_f68CSpFpQ2Uddvsz4w7j56Tog" target="_blank">100-5840</a> | Genotyping | 192.24 IFC | Biomark X9 |  | <a href="https://fluidigm.my.salesforce.com/sfc/p/700000009DAw/a/4u000001870w/XU6eX2YZtdejnAfGRls.mPHhJTPvhOp30R18ZV_Asw4" target="_blank">MSDS-3000000X</a> | Frozen | Maxpar
Kits | 100-5920 | Access Array™ Accessory Kit | ­­­ | NGS Library Prep | All | Legacy Instrument |  | <a href="https://fluidigm.my.salesforce.com/sfc/p/700000009DAw/a/4u000001870w/XU6eX2YZtdejnAfGRls.mPHhJTPvhOp30R18ZV_Asw4" target="_blank">MSDS-3000000X</a> | FFPE | Maxpar
Kits | 100-6151 | qdPCR 37K™ IFC Multipack & Sample/Loading Kit—20 IFCs | Refer to component SDS |  |  | Legacy Instrument |  | <a href="https://fluidigm.my.salesforce.com/sfc/p/700000009DAw/a/4u000001870w/XU6eX2YZtdejnAfGRls.mPHhJTPvhOp30R18ZV_Asw4" target="_blank">MSDS-3000000X</a> | FFPE | Maxpar
Kits | 100-6153 | Digital Array™ 12.765—48.770—qdPCR 37K Loading Kit—20 IFCs | Refer to component SDS |  |  | Legacy Instrument |  | <a href="https://fluidigm.my.salesforce.com/sfc/p/700000009DAw/a/4u000001870w/XU6eX2YZtdejnAfGRls.mPHhJTPvhOp30R18ZV_Asw4" target="_blank">MSDS-3000000X</a> | FFPE | Maxpar
Kits | 100-6265 | 192.24 GE IFC & Reagent Kit—10 IFCs | <a href="https://fluidigm.my.salesforce.com/sfc/p/700000009DAw/a/4u000000My6i/wN3q1gEtlo7vEHq0zmtaYxZu2q0XkaAlEDE9nxGrjZY" target="_blank">01358</a> | Gene Expression | 192.24 IFC | Biomark X9 |  | <a href="https://fluidigm.my.salesforce.com/sfc/p/700000009DAw/a/4u000001870w/XU6eX2YZtdejnAfGRls.mPHhJTPvhOp30R18ZV_Asw4" target="_blank">MSDS-3000000X</a> | FFPE | Maxpar
Kits | 100-6309 | Flex Six™ Gene Expression Kit—5 IFCs | Refer to component SDS | Gene Expression | Flex Six IFC | Biomark X9 |  | <a href="https://fluidigm.my.salesforce.com/sfc/p/700000009DAw/a/4u000001870w/XU6eX2YZtdejnAfGRls.mPHhJTPvhOp30R18ZV_Asw4" target="_blank">MSDS-3000000X</a> | FFPE | Maxpar
Kits | 100-6338 | 192.24 GT Sample/Loading & SNP Type™ Reagent Kit—10 IFCs | Refer to component SDS | Genotyping | 192.24 IFC | Biomark X9 |  | <a href="https://fluidigm.my.salesforce.com/sfc/p/700000009DAw/a/4u000001870w/XU6eX2YZtdejnAfGRls.mPHhJTPvhOp30R18ZV_Asw4" target="_blank">MSDS-3000000X</a> | FFPE | Maxpar
Kits | 100-6339 | 48.48 GT Sample/Loading & SNP Type™ Reagent Kit—10 IFCs | Refer to component SDS | Genotyping | 48.48 IFC | Biomark X9 |  | <a href="https://fluidigm.my.salesforce.com/sfc/p/700000009DAw/a/4u000001870w/XU6eX2YZtdejnAfGRls.mPHhJTPvhOp30R18ZV_Asw4" target="_blank">MSDS-3000000X</a> | FFPE | Maxpar
Kits | 100-6474 | 192.24 GE IFC & Control Line Fluid Kit—10 IFCs | Refer to component SDS | Gene Expression | 192.24 IFC | Biomark X9 |  | <a href="https://fluidigm.my.salesforce.com/sfc/p/700000009DAw/a/4u000001870w/XU6eX2YZtdejnAfGRls.mPHhJTPvhOp30R18ZV_Asw4" target="_blank">MSDS-3000000X</a> | FFPE | Maxpar
Kits | 100-6655 | 192.24 GE Delta Gene™ Kit—10 IFCs | Refer to component SDS | Gene Expression | 192.24 IFC | Biomark X9 |  | <a href="https://fluidigm.my.salesforce.com/sfc/p/700000009DAw/a/4u000001870w/XU6eX2YZtdejnAfGRls.mPHhJTPvhOp30R18ZV_Asw4" target="_blank">MSDS-3000000X</a> | FFPE | Maxpar
Kits | 100-6656 | Flex Six™ Delta Gene™ Gene Expression Kit—5 IFCs | Refer to component SDS | Gene Expression | Flex Six IFC | Biomark X9 |  | <a href="https://fluidigm.my.salesforce.com/sfc/p/700000009DAw/a/4u000001870w/XU6eX2YZtdejnAfGRls.mPHhJTPvhOp30R18ZV_Asw4" target="_blank">MSDS-3000000X</a> | FFPE | Maxpar
Kits | 100-7352 | Flex Six™ Genotyping Kit—5 IFCs | Refer to component SDS | Genotyping | Flex Six IFC | Biomark X9 |  | <a href="https://fluidigm.my.salesforce.com/sfc/p/700000009DAw/a/4u000001870w/XU6eX2YZtdejnAfGRls.mPHhJTPvhOp30R18ZV_Asw4" target="_blank">MSDS-3000000X</a> | FFPE | Maxpar
Kits | 100-7354 | Flex Six™ Fast Genotyping Kit—5 IFCs | Refer to component SDS | Genotyping | Flex Six IFC | Biomark X9 |  | <a href="https://fluidigm.my.salesforce.com/sfc/p/700000009DAw/a/4u000001870w/XU6eX2YZtdejnAfGRls.mPHhJTPvhOp30R18ZV_Asw4" target="_blank">MSDS-3000000X</a> | Frozen | Maxpar
Kits | 100-7356 | Flex Six™ SNP Type™ Genotyping Kit—5 IFCs | Refer to component SDS | Genotyping | Flex Six IFC | Biomark X9 |  | <a href="https://fluidigm.my.salesforce.com/sfc/p/700000009DAw/a/4u000001870w/XU6eX2YZtdejnAfGRls.mPHhJTPvhOp30R18ZV_Asw4" target="_blank">MSDS-3000000X</a> | Frozen | Maxpar
Kits | 100-8362 | Integrated Preamp Probe Genotyping Kit—10 IFCs | Refer to component SDS | Genotyping | All | Biomark X9 |  | <a href="https://fluidigm.my.salesforce.com/sfc/p/700000009DAw/a/4u000001870w/XU6eX2YZtdejnAfGRls.mPHhJTPvhOp30R18ZV_Asw4" target="_blank">MSDS-3000000X</a> | FFPE | Maxpar
Kits | 100-8364 | Integrated Preamp SNP Type Genotyping Kit—10 IFCs | Refer to component SDS | Genotyping | All | Biomark X9 |  | <a href="https://fluidigm.my.salesforce.com/sfc/p/700000009DAw/a/4u000001870w/XU6eX2YZtdejnAfGRls.mPHhJTPvhOp30R18ZV_Asw4" target="_blank">MSDS-3000000X</a> | FFPE | Maxpar
Kits | 100-8583 | Juno™ GT IFC and Control Line Fluid Kit | Refer to component SDS | Genotyping | All | Legacy Instrument |  | <a href="https://fluidigm.my.salesforce.com/sfc/p/700000009DAw/a/4u000001870w/XU6eX2YZtdejnAfGRls.mPHhJTPvhOp30R18ZV_Asw4" target="_blank">MSDS-3000000X</a> | FFPE | Maxpar
Kits | 101-0161 | 96.96 GT Fast Sample and Assay Loading Kit with Control Line Fluid—10 IFCs | Refer to component SDS | Genotyping | 96.96 IFC | Biomark X9 |  | <a href="https://fluidigm.my.salesforce.com/sfc/p/700000009DAw/a/4u000001870w/XU6eX2YZtdejnAfGRls.mPHhJTPvhOp30R18ZV_Asw4" target="_blank">MSDS-3000000X</a> | FFPE | Maxpar
Bundle | 101-0347 | Biomark™ 48.48 Complete Bundle—Probe-Based GE—10 IFCs | Refer to component SDS | Gene Expression | 48.48 IFC | Biomark X9 |  | <a href="https://fluidigm.my.salesforce.com/sfc/p/700000009DAw/a/4u000001870w/XU6eX2YZtdejnAfGRls.mPHhJTPvhOp30R18ZV_Asw4" target="_blank">MSDS-3000000X</a> | FFPE, Frozen | Maxpar
Bundle | 101-0348 | Biomark™ 48.48 Complete Bundle—Delta Gene™—10 IFCs | Refer to component SDS | Gene Expression | 48.48 IFC | Biomark X9 |  | <a href="https://fluidigm.my.salesforce.com/sfc/p/700000009DAw/a/4u000001870w/XU6eX2YZtdejnAfGRls.mPHhJTPvhOp30R18ZV_Asw4" target="_blank">MSDS-3000000X</a> | FFPE | Maxpar
Bundle | 101-0349 | Biomark™ 96.96 Complete Bundle—Probe-Based GE—10 IFCs | Refer to component SDS | Gene Expression | 96.96 IFC | Biomark X9 |  | <a href="https://fluidigm.my.salesforce.com/sfc/p/700000009DAw/a/4u000001870w/XU6eX2YZtdejnAfGRls.mPHhJTPvhOp30R18ZV_Asw4" target="_blank">MSDS-3000000X</a> | FFPE | Maxpar
Bundle | 101-0350 | Biomark™ 96.96 Complete Bundle—Delta Gene™—10 IFCs | Refer to component SDS | Gene Expression | 96.96 IFC | Biomark X9 |  | <a href="https://fluidigm.my.salesforce.com/sfc/p/700000009DAw/a/4u000001870w/XU6eX2YZtdejnAfGRls.mPHhJTPvhOp30R18ZV_Asw4" target="_blank">MSDS-3000000X</a> | FFPE | Maxpar
Bundle | 101-0351 | Biomark™ 192.24 Complete Bundle—Delta Gene™—10 IFCs | Refer to component SDS | Gene Expression | 192.24 IFC | Biomark X9 |  | <a href="https://fluidigm.my.salesforce.com/sfc/p/700000009DAw/a/4u000001870w/XU6eX2YZtdejnAfGRls.mPHhJTPvhOp30R18ZV_Asw4" target="_blank">MSDS-3000000X</a> | Frozen | Maxpar
Bundle | 101-0352 | Biomark™ 192.24 Complete Bundle—Probe-Based GE—10 IFCs | Refer to component SDS | Gene Expression | 192.24 IFC | Biomark X9 |  | <a href="https://fluidigm.my.salesforce.com/sfc/p/700000009DAw/a/4u000001870w/XU6eX2YZtdejnAfGRls.mPHhJTPvhOp30R18ZV_Asw4" target="_blank">MSDS-3000000X</a> | FFPE | Maxpar
Bundle | 101-1188 | Kit, Biomark™ Basic Bundle - Probe-Based GT Based GT | Refer to component SDS | Genotyping | All | Biomark X9 |  | <a href="https://fluidigm.my.salesforce.com/sfc/p/700000009DAw/a/4u000001870w/XU6eX2YZtdejnAfGRls.mPHhJTPvhOp30R18ZV_Asw4" target="_blank">MSDS-3000000X</a> | FFPE | Maxpar
IFCs | 101-2333 | NGS LP 192.24 IFC with Accessories—10 Pack | ­­­ | NGS Library Prep | 192.24 IFC | Biomark X9 |  | <a href="https://fluidigm.my.salesforce.com/sfc/p/700000009DAw/a/4u000001870w/XU6eX2YZtdejnAfGRls.mPHhJTPvhOp30R18ZV_Asw4" target="_blank">MSDS-3000000X</a> | FFPE, Frozen | Maxpar
IFCs | 101-2334 | NGS LP 192.24 IFC with Accessories—5 Pack | ­­­ | NGS Library Prep | 192.24 IFC | Biomark X9 |  | <a href="https://fluidigm.my.salesforce.com/sfc/p/700000009DAw/a/4u000001870w/XU6eX2YZtdejnAfGRls.mPHhJTPvhOp30R18ZV_Asw4" target="_blank">MSDS-3000000X</a> | FFPE | Maxpar
IFCs | 101-2348 | NGS LP 48.48 IFC—10 Pack with Accessories | ­­­ | NGS Library Prep | 48.48 IFC | Biomark X9 |  | <a href="https://fluidigm.my.salesforce.com/sfc/p/700000009DAw/a/4u000001870w/XU6eX2YZtdejnAfGRls.mPHhJTPvhOp30R18ZV_Asw4" target="_blank">MSDS-3000000X</a> | FFPE | Maxpar
IFCs | 101-2349 | NGS LP 48.48 IFC—5 Pack with Accessories | ­­­ | NGS Library Prep | 48.48 IFC | Biomark X9 |  | <a href="https://fluidigm.my.salesforce.com/sfc/p/700000009DAw/a/4u000001870w/XU6eX2YZtdejnAfGRls.mPHhJTPvhOp30R18ZV_Asw4" target="_blank">MSDS-3000000X</a> | FFPE | Maxpar
Kits | 101-3888 | Juno HT SNP Type Genotyping Kit—10 IFCs | Refer to component SDS | Genotyping | All | Legacy Instrument |  | <a href="https://fluidigm.my.salesforce.com/sfc/p/700000009DAw/a/4u000001870w/XU6eX2YZtdejnAfGRls.mPHhJTPvhOp30R18ZV_Asw4" target="_blank">MSDS-3000000X</a> | FFPE | Maxpar
Assays | 101-7033 | Advanta™ Solid Tumor NGS Library Prep Assay | Refer to component SDS | NGS Library Prep | All | Biomark X9 |  | <a href="https://fluidigm.my.salesforce.com/sfc/p/700000009DAw/a/4u000001870w/XU6eX2YZtdejnAfGRls.mPHhJTPvhOp30R18ZV_Asw4" target="_blank">MSDS-3000000X</a> | FFPE, Frozen | Maxpar
Kits | 101-7590 | 24.192 Probe GE IFC & Reagent Kit—2 IFCs | Refer to component SDS | Gene Expression | 24.192 IFC | Biomark X9 |  | <a href="https://fluidigm.my.salesforce.com/sfc/p/700000009DAw/a/4u000001870w/XU6eX2YZtdejnAfGRls.mPHhJTPvhOp30R18ZV_Asw4" target="_blank">MSDS-3000000X</a> | FFPE | Maxpar
Kits | 101-7592 | 24.192 Probe GE IFC & Reagent Kit—10 IFCs | Refer to component SDS | Gene Expression | 24.192 IFC | Biomark X9 |  | <a href="https://fluidigm.my.salesforce.com/sfc/p/700000009DAw/a/4u000001870w/XU6eX2YZtdejnAfGRls.mPHhJTPvhOp30R18ZV_Asw4" target="_blank">MSDS-3000000X</a> | FFPE | Maxpar
Bundle | 101-7659 | Biomark™ 24.192 Complete Bundle—Probe-Based GE—2 IFCs | Refer to component SDS | Gene Expression | 24.192 IFC | Biomark X9 |  | <a href="https://fluidigm.my.salesforce.com/sfc/p/700000009DAw/a/4u000001870w/XU6eX2YZtdejnAfGRls.mPHhJTPvhOp30R18ZV_Asw4" target="_blank">MSDS-3000000X</a> | Frozen | Maxpar
Bundle | 101-7660 | Biomark™ 24.192 Complete Bundle—Probe-Based GE—10 IFCs | Refer to component SDS | Gene Expression | 24.192 IFC | Biomark X9 |  | <a href="https://fluidigm.my.salesforce.com/sfc/p/700000009DAw/a/4u000001870w/XU6eX2YZtdejnAfGRls.mPHhJTPvhOp30R18ZV_Asw4" target="_blank">MSDS-3000000X</a> | FFPE | Maxpar
Kits | 101-7778 | Advanta™ NGS Library Prep Core Kit—LP 48.48, 2 IFCs | Refer to component SDS | NGS Library Prep | 48.48 IFC | Biomark X9 |  | <a href="https://fluidigm.my.salesforce.com/sfc/p/700000009DAw/a/4u000001870w/XU6eX2YZtdejnAfGRls.mPHhJTPvhOp30R18ZV_Asw4" target="_blank">MSDS-3000000X</a> | FFPE | Maxpar
Kits | 101-7779 | Advanta™ NGS Library Prep Core Kit—LP 48.48, 10 IFCs | Refer to component SDS | NGS Library Prep | 48.48 IFC | Biomark X9 |  | <a href="https://fluidigm.my.salesforce.com/sfc/p/700000009DAw/a/4u000001870w/XU6eX2YZtdejnAfGRls.mPHhJTPvhOp30R18ZV_Asw4" target="_blank">MSDS-3000000X</a> | FFPE | Maxpar
Kits | 101-7782 | Advanta™ NGS Library Prep Core Kit—LP 192.24, 2 IFCs | Refer to component SDS | NGS Library Prep | 192.24 IFC | Biomark X9 |  | <a href="https://fluidigm.my.salesforce.com/sfc/p/700000009DAw/a/4u000001870w/XU6eX2YZtdejnAfGRls.mPHhJTPvhOp30R18ZV_Asw4" target="_blank">MSDS-3000000X</a> | FFPE | Maxpar
Kits | 101-7783 | Advanta™ NGS Library Prep Core Kit—LP 192.24, 10 IFCs | Refer to component SDS | NGS Library Prep | 192.24 IFC | Biomark X9 |  | <a href="https://fluidigm.my.salesforce.com/sfc/p/700000009DAw/a/4u000001870w/XU6eX2YZtdejnAfGRls.mPHhJTPvhOp30R18ZV_Asw4" target="_blank">MSDS-3000000X</a> | Frozen | Maxpar
Kits | 101-9187 | Advanta™ RNA-Seq NGS Library Prep Kit | Refer to component SDS | NGS Library Prep | All | Biomark X9 |  | <a href="https://fluidigm.my.salesforce.com/sfc/p/700000009DAw/a/4u000001870w/XU6eX2YZtdejnAfGRls.mPHhJTPvhOp30R18ZV_Asw4" target="_blank">MSDS-3000000X</a> | FFPE | Maxpar
IFCs | 101-9226 | LP 8.8.6 IFC with Accessories - 2 Pack | Refer to component SDS | NGS Library Prep | 8.8.6 IFC | Legacy Instrument |  | <a href="https://fluidigm.my.salesforce.com/sfc/p/700000009DAw/a/4u000001870w/XU6eX2YZtdejnAfGRls.mPHhJTPvhOp30R18ZV_Asw4" target="_blank">MSDS-3000000X</a> | FFPE | Maxpar
Kits | 101-9950 | Advanta RNA-Seq XT NGS Library Prep Kit | Refer to component SDS | NGS Library Prep |  | Biomark X9 |  | <a href="https://fluidigm.my.salesforce.com/sfc/p/700000009DAw/a/4u000001870w/XU6eX2YZtdejnAfGRls.mPHhJTPvhOp30R18ZV_Asw4" target="_blank">MSDS-3000000X</a> | FFPE | Maxpar
Kits | 101-9959 | Advanta RNA-Seq XT NGS Library Prep Kit II | Refer to component SDS | NGS Library Prep |  | Biomark X9 |  | <a href="https://fluidigm.my.salesforce.com/sfc/p/700000009DAw/a/4u000001870w/XU6eX2YZtdejnAfGRls.mPHhJTPvhOp30R18ZV_Asw4" target="_blank">MSDS-3000000X</a> | FFPE | Maxpar
Kits | 102-0167 | 192.24 GE IFC & 4X Reagent kit - 10 IFCs | Refer to component SDS | Gene Expression | 192.24 IFC | Biomark X9 |  | <a href="https://fluidigm.my.salesforce.com/sfc/p/700000009DAw/a/4u000001870w/XU6eX2YZtdejnAfGRls.mPHhJTPvhOp30R18ZV_Asw4" target="_blank">MSDS-3000000X</a> | FFPE | Maxpar
Kits | 102-0168 | 192.24 GE IFC & 4X Reagent kit - 50 IFCs | Refer to component SDS | Gene Expression | 192.24 IFC | Biomark X9 |  | <a href="https://fluidigm.my.salesforce.com/sfc/p/700000009DAw/a/4u000001870w/XU6eX2YZtdejnAfGRls.mPHhJTPvhOp30R18ZV_Asw4" target="_blank">MSDS-3000000X</a> | FFPE | Maxpar
Kits | 102-0424 | Advanta™ RT-PCR Kit—192.24, 10 IFCs | Refer to component SDS |  | 192.24 IFC | Biomark X9 |  | <a href="https://fluidigm.my.salesforce.com/sfc/p/700000009DAw/a/4u000001870w/XU6eX2YZtdejnAfGRls.mPHhJTPvhOp30R18ZV_Asw4" target="_blank">MSDS-3000000X</a> | FFPE | Maxpar
Kits | 102-0525 | Advanta™ RT-PCR Kit—192.24, 2 IFCs | Refer to component SDS |  | 192.24 IFC | Biomark X9 |  | <a href="https://fluidigm.my.salesforce.com/sfc/p/700000009DAw/a/4u000001870w/XU6eX2YZtdejnAfGRls.mPHhJTPvhOp30R18ZV_Asw4" target="_blank">MSDS-3000000X</a> | FFPE | Maxpar
Kits | 102-0583 | 192.24 GE IFC & 2X Reagent Kit - 50 IFCs | Refer to component SDS | Gene Expression | 192.24 IFC | Biomark X9 |  | <a href="https://fluidigm.my.salesforce.com/sfc/p/700000009DAw/a/4u000001870w/XU6eX2YZtdejnAfGRls.mPHhJTPvhOp30R18ZV_Asw4" target="_blank">MSDS-3000000X</a> | FFPE, Frozen | Maxpar
Kits | 102-1341 | Advanta Preamp & IFC Reagent Kit—192.24 | Refer to component SDS |  | All | Biomark X9 |  | <a href="https://fluidigm.my.salesforce.com/sfc/p/700000009DAw/a/4u000001870w/XU6eX2YZtdejnAfGRls.mPHhJTPvhOp30R18ZV_Asw4" target="_blank">MSDS-3000000X</a> | FFPE | Maxpar
Kits | 102-1456 | Advanta NGS Library Prep Core Kit—LP 192.24 (DY Custom 10-Pack) | Refer to component SDS | NGS Library Prep | 192.24 IFC | Biomark X9 |  | <a href="https://fluidigm.my.salesforce.com/sfc/p/700000009DAw/a/4u000001870w/XU6eX2YZtdejnAfGRls.mPHhJTPvhOp30R18ZV_Asw4" target="_blank">MSDS-3000000X</a> | FFPE | Maxpar
Bundle | 102-1600 | Bundle, Advanta™ NGS Library Prep Kit (480 Libraries) | Refer to component SDS | NGS Library Prep | All | Biomark X9 |  | <a href="https://fluidigm.my.salesforce.com/sfc/p/700000009DAw/a/4u000001870w/XU6eX2YZtdejnAfGRls.mPHhJTPvhOp30R18ZV_Asw4" target="_blank">MSDS-3000000X</a> | FFPE, Frozen | Maxpar
IFCs | 102-1969 | 48.48 Dynamic Array IFC-X – real time PCR - 10 IFCs | Refer to component SDS |  | 48.48 IFC | Biomark X9 |  | <a href="https://fluidigm.my.salesforce.com/sfc/p/700000009DAw/a/4u000001870w/XU6eX2YZtdejnAfGRls.mPHhJTPvhOp30R18ZV_Asw4" target="_blank">MSDS-3000000X</a> | FFPE | Maxpar
Assays | 102-2242 | Advanta Pharmacogenomics Assay | Refer to component SDS |  | All | Biomark X9 |  | <a href="https://fluidigm.my.salesforce.com/sfc/p/700000009DAw/a/4u000001870w/XU6eX2YZtdejnAfGRls.mPHhJTPvhOp30R18ZV_Asw4" target="_blank">MSDS-3000000X</a> | FFPE | Maxpar
IFCs | 102-2537 | Integrated Preamp Probe GT-X Kit—10 IFCs | Refer to component SDS | Genotyping | All | Biomark X9 |  | <a href="https://fluidigm.my.salesforce.com/sfc/p/700000009DAw/a/4u000001870w/XU6eX2YZtdejnAfGRls.mPHhJTPvhOp30R18ZV_Asw4" target="_blank">MSDS-3000000X</a> | FFPE | Maxpar
IFCs | 102-2768 | Integrated Preamp SNP Type GT-X Kit—10 IFCs | Refer to component SDS | Genotyping | All | Biomark X9 |  | <a href="https://fluidigm.my.salesforce.com/sfc/p/700000009DAw/a/4u000001870w/XU6eX2YZtdejnAfGRls.mPHhJTPvhOp30R18ZV_Asw4" target="_blank">MSDS-3000000X</a> | FFPE | Maxpar
IFCs | 102-2769 | Integrated Preamp SNP Type GT-X Kit—2 IFCs | Refer to component SDS | Genotyping | All | Biomark X9 |  | <a href="https://fluidigm.my.salesforce.com/sfc/p/700000009DAw/a/4u000001870w/XU6eX2YZtdejnAfGRls.mPHhJTPvhOp30R18ZV_Asw4" target="_blank">MSDS-3000000X</a> | FFPE | Maxpar
IFCs | 102-2776 | Integrated Preamp Probe GT-X Kit—2 IFCs | Refer to component SDS | Genotyping | All | Biomark X9 |  | <a href="https://fluidigm.my.salesforce.com/sfc/p/700000009DAw/a/4u000001870w/XU6eX2YZtdejnAfGRls.mPHhJTPvhOp30R18ZV_Asw4" target="_blank">MSDS-3000000X</a> | FFPE | Maxpar
IFCs | 102-2777 | 24.192 Probe GT IFC & Reagent Kit—2 IFCs | Refer to component SDS | Genotyping | 24.192 IFC | Biomark X9 |  | <a href="https://fluidigm.my.salesforce.com/sfc/p/700000009DAw/a/4u000001870w/XU6eX2YZtdejnAfGRls.mPHhJTPvhOp30R18ZV_Asw4" target="_blank">MSDS-3000000X</a> | FFPE | Maxpar
IFCs | 102-2779 | 24.192 SNP Type GT IFC & Reagent Kit—2 IFCs | Refer to component SDS | Genotyping | 24.192 IFC | Biomark X9 |  | <a href="https://fluidigm.my.salesforce.com/sfc/p/700000009DAw/a/4u000001870w/XU6eX2YZtdejnAfGRls.mPHhJTPvhOp30R18ZV_Asw4" target="_blank">MSDS-3000000X</a> | FFPE | Maxpar
IFCs | 102-2789 | 24.192 Probe GT IFC & Reagent Kit—10 IFCs | Refer to component SDS | Genotyping | 24.192 IFC | Biomark X9 |  | <a href="https://fluidigm.my.salesforce.com/sfc/p/700000009DAw/a/4u000001870w/XU6eX2YZtdejnAfGRls.mPHhJTPvhOp30R18ZV_Asw4" target="_blank">MSDS-3000000X</a> | Frozen | Maxpar
IFCs | 102-2791 | 24.192 SNP Type GT IFC & Reagent Kit—10 IFCs | Refer to component SDS | Genotyping | 24.192 IFC | Biomark X9 |  | <a href="https://fluidigm.my.salesforce.com/sfc/p/700000009DAw/a/4u000001870w/XU6eX2YZtdejnAfGRls.mPHhJTPvhOp30R18ZV_Asw4" target="_blank">MSDS-3000000X</a> | FFPE | Maxpar
IFCs | BMK-M10-12.765 | 12.765 Sample/Loading Kit—10 IFCs | Refer to component SDS |  |  | Legacy Instrument |  | <a href="https://fluidigm.my.salesforce.com/sfc/p/700000009DAw/a/4u000001871G/1XaEqEvHrGO1umq7nQFjhaeFZWVqJSiyN8iKQRnL0h0" target="_blank">SDS-00066</a> | FFPE, Frozen | Maxpar
IFCs | BMK-M10-192.24GT | 192.24 GT Sample/Loading Kit—10 IFCs | Refer to component SDS | Genotyping | 192.24 IFC | Biomark X9 |  | <a href="https://fluidigm.my.salesforce.com/sfc/p/700000009DAw/a/4u000001870w/XU6eX2YZtdejnAfGRls.mPHhJTPvhOp30R18ZV_Asw4" target="_blank">MSDS-3000000X</a> | FFPE | Maxpar
IFCs | BMK-M10-48.48 | 48.48 Sample/Loading Kit—10 IFCs | Refer to component SDS | All | 48.48 IFC | Biomark X9 |  | <a href="https://fluidigm.my.salesforce.com/sfc/p/700000009DAw/a/4u000001870w/XU6eX2YZtdejnAfGRls.mPHhJTPvhOp30R18ZV_Asw4" target="_blank">MSDS-3000000X</a> | FFPE | Maxpar
IFCs | BMK-M10-48.48-EG | 48.48 DNA Binding Dye Sample/Loading Kit—10 IFCs | Refer to component SDS | All | 48.48 IFC | Biomark X9 |  | <a href="https://fluidigm.my.salesforce.com/sfc/p/700000009DAw/a/4u000001870w/XU6eX2YZtdejnAfGRls.mPHhJTPvhOp30R18ZV_Asw4" target="_blank">MSDS-3000000X</a> | FFPE | Maxpar
IFCs | BMK-M10-48.48GT | 48.48 GT Sample/Loading Kit—10 IFCs | Refer to component SDS | Genotyping | 48.48 IFC | Biomark X9 |  | <a href="https://fluidigm.my.salesforce.com/sfc/p/700000009DAw/a/4u000001870w/XU6eX2YZtdejnAfGRls.mPHhJTPvhOp30R18ZV_Asw4" target="_blank">MSDS-3000000X</a> | FFPE | Maxpar
IFCs | BMK-M10-48.770 | 48.770 Sample/Loading Kit—10 IFCs | Refer to component SDS | All |  | Legacy Instrument |  | <a href="https://fluidigm.my.salesforce.com/sfc/p/700000009DAw/a/4u000001870w/XU6eX2YZtdejnAfGRls.mPHhJTPvhOp30R18ZV_Asw4" target="_blank">MSDS-3000000X</a> | FFPE | Maxpar
IFCs | BMK-M10-96.96 | 96.96 Sample/Loading Kit—10 IFCs | Refer to component SDS | All | 96.96 IFC | Biomark X9 |  | <a href="https://fluidigm.my.salesforce.com/sfc/p/700000009DAw/a/4u000001870w/XU6eX2YZtdejnAfGRls.mPHhJTPvhOp30R18ZV_Asw4" target="_blank">MSDS-3000000X</a> | FFPE | Maxpar
IFCs | BMK-M10-96.96-EG | 96.96 DNA Binding Dye Sample/Loading Kit—10 IFCs | Refer to component SDS | All | 96.96 IFC | Biomark X9 |  | <a href="https://fluidigm.my.salesforce.com/sfc/p/700000009DAw/a/4u000001870w/XU6eX2YZtdejnAfGRls.mPHhJTPvhOp30R18ZV_Asw4" target="_blank">MSDS-3000000X</a> | FFPE | Maxpar
IFCs | BMK-M10-96.96GT | 96.96 GT Sample/Loading Kit—10 IFCs | Refer to component SDS | Genotyping | 96.96 IFC | Biomark X9 |  | <a href="https://fluidigm.my.salesforce.com/sfc/p/700000009DAw/a/4u000001870w/XU6eX2YZtdejnAfGRls.mPHhJTPvhOp30R18ZV_Asw4" target="_blank">MSDS-3000000X</a> | FFPE | Maxpar
IFCs | BMK-M10-96.96GT-SNP | 96.96 GT Sample/Loading & SNP Type™ Reagent Kit—10 IFCs | Refer to component SDS | Genotyping | 96.96 IFC | Biomark X9 |  | <a href="https://fluidigm.my.salesforce.com/sfc/p/700000009DAw/a/4u000001870w/XU6eX2YZtdejnAfGRls.mPHhJTPvhOp30R18ZV_Asw4" target="_blank">MSDS-3000000X</a> | FFPE | Maxpar
Kits | 89000020 | Control Line Fluid Kit—48.48 | 100-7227 | All | 48.48 IFC | Biomark X9 |  | <a href="https://fluidigm.my.salesforce.com/sfc/p/700000009DAw/a/4u000001870w/XU6eX2YZtdejnAfGRls.mPHhJTPvhOp30R18ZV_Asw4" target="_blank">MSDS-3000000X</a> | FFPE | Maxpar
Kits | 89000021 | Control Line Fluid Kit—96.96 | 100-7227 | All | 96.96 IFC | Biomark X9 |  | <a href="https://fluidigm.my.salesforce.com/sfc/p/700000009DAw/a/4u000001870w/XU6eX2YZtdejnAfGRls.mPHhJTPvhOp30R18ZV_Asw4" target="_blank">MSDS-3000000X</a> | FFPE | Maxpar
Reagents | 100-4058 | Control Line Fluid 150 (150 μL x 10) | <a href="https://fluidigm.my.salesforce.com/sfc/p/700000009DAw/a/4u00000186vw/PRSYtwwN7SCevDUmVh.a15LtmCnMoW6xBngd6frvv7M" target="_blank">100-7227</a> | All | All | Biomark X9 |  | <a href="https://fluidigm.my.salesforce.com/sfc/p/700000009DAw/a/4u000001870w/XU6eX2YZtdejnAfGRls.mPHhJTPvhOp30R18ZV_Asw4" target="_blank">MSDS-3000000X</a> | FFPE | Maxpar
Reagents | 100-7131 | Control Line Fluid 150 (150 μL x 20) | 100-7227 | All | All | Biomark X9 |  | <a href="https://fluidigm.my.salesforce.com/sfc/p/700000009DAw/a/4u000001870w/XU6eX2YZtdejnAfGRls.mPHhJTPvhOp30R18ZV_Asw4" target="_blank">MSDS-3000000X</a> | FFPE | Maxpar
Reagents | 101-2344 | Control Line Fluid 300 (300 μL x 20) | 100-7227 | All | All | Biomark X9 |  | <a href="https://fluidigm.my.salesforce.com/sfc/p/700000009DAw/a/4u000001870w/XU6eX2YZtdejnAfGRls.mPHhJTPvhOp30R18ZV_Asw4" target="_blank">MSDS-3000000X</a> | FFPE | Maxpar
Reagents | 101-6335 | Control Line Fluid 300 (300 μL x 4) | 100-7227 | All | All | Biomark X9 |  | <a href="https://fluidigm.my.salesforce.com/sfc/p/700000009DAw/a/4u000001870w/XU6eX2YZtdejnAfGRls.mPHhJTPvhOp30R18ZV_Asw4" target="_blank">MSDS-3000000X</a> | FFPE | Maxpar
Reagents | 101-7602 | Control Line Fluid 150 (150 μL x 2) | 100-7227 | All | All | Biomark X9 |  | <a href="https://fluidigm.my.salesforce.com/sfc/p/700000009DAw/a/4u000001870w/XU6eX2YZtdejnAfGRls.mPHhJTPvhOp30R18ZV_Asw4" target="_blank">MSDS-3000000X</a> | FFPE | Maxpar
Reagents | 101-8274 | Control Line Fluid 150 (150 μL x 4) | 100-7227 | All | All | Biomark X9 |  | <a href="https://fluidigm.my.salesforce.com/sfc/p/700000009DAw/a/4u000001870w/XU6eX2YZtdejnAfGRls.mPHhJTPvhOp30R18ZV_Asw4" target="_blank">MSDS-3000000X</a> | FFPE | Maxpar
Reagents | 101-9307 | Control Line Fluid 150 (150 μL x 8) | 100-7227 | All | All | Biomark X9 |  | <a href="https://fluidigm.my.salesforce.com/sfc/p/700000009DAw/a/4u000001870w/XU6eX2YZtdejnAfGRls.mPHhJTPvhOp30R18ZV_Asw4" target="_blank">MSDS-3000000X</a> | FFPE | Maxpar
Reagents | 101-9223 | Rgt Kit, Advanta™ mRNA Seq Reagent Kit, Module 2 | Refer to component SDS | NGS Library Prep | All | Biomark X9 |  | <a href="https://fluidigm.my.salesforce.com/sfc/p/700000009DAw/a/4u000001870w/XU6eX2YZtdejnAfGRls.mPHhJTPvhOp30R18ZV_Asw4" target="_blank">MSDS-3000000X</a> | FFPE | Maxpar
Reagents | 101-9299 | Rgt Kit, Advanta™ mRNA Seq Reagent Kit, Module 1 | Refer to component SDS | NGS Library Prep | All | Biomark X9 |  | <a href="https://fluidigm.my.salesforce.com/sfc/p/700000009DAw/a/4u000001870w/XU6eX2YZtdejnAfGRls.mPHhJTPvhOp30R18ZV_Asw4" target="_blank">MSDS-3000000X</a> | FFPE, Frozen | MaxparOnDemand
Reagents | 101-9308 | Rgt Kit, Advanta™ mRNA-Seq Beads, Module 4 | Refer to component SDS | NGS Library Prep | All | Biomark X9 |  | <a href="https://fluidigm.my.salesforce.com/sfc/p/700000009DAw/a/4u000001870w/XU6eX2YZtdejnAfGRls.mPHhJTPvhOp30R18ZV_Asw4" target="_blank">MSDS-3000000X</a> | FFPE, Frozen | MaxparOnDemand
Reagents | 101-9949 | Advanta™ RNA-Seq Unique Dual Index Module 3A | Refer to component SDS | NGS Library Prep | All | Biomark X9 |  | <a href="https://fluidigm.my.salesforce.com/sfc/p/700000009DAw/a/4u000001870w/XU6eX2YZtdejnAfGRls.mPHhJTPvhOp30R18ZV_Asw4" target="_blank">MSDS-3000000X</a> | FFPE, Frozen | MaxparOnDemand
Reagents | 101-9956 | Advanta™ RNA-Seq Unique Dual Index Module 3A/3B | Refer to component SDS | NGS Library Prep | All | Biomark X9 |  | <a href="https://fluidigm.my.salesforce.com/sfc/p/700000009DAw/a/4u000001870w/XU6eX2YZtdejnAfGRls.mPHhJTPvhOp30R18ZV_Asw4" target="_blank">MSDS-3000000X</a> | FFPE, Frozen | MaxparOnDemand
Reagents | 102-2240 | PGx Assay Kit - Module 3 | Refer to component SDS | Genotyping | All | Biomark X9 |  | <a href="https://fluidigm.my.salesforce.com/sfc/p/700000009DAw/a/4u000001870w/XU6eX2YZtdejnAfGRls.mPHhJTPvhOp30R18ZV_Asw4" target="_blank">MSDS-3000000X</a> | FFPE, Frozen | MaxparOnDemand
Reagents | 102-2241 | PGx Reagent Kit - Module 1 | Refer to component SDS | Genotyping | All | Biomark X9 |  | <a href="https://fluidigm.my.salesforce.com/sfc/p/700000009DAw/a/4u000001870w/XU6eX2YZtdejnAfGRls.mPHhJTPvhOp30R18ZV_Asw4" target="_blank">MSDS-3000000X</a> | FFPE | MaxparOnDemand
IFCs | 102-2243 | 96.96 GT Preamp IFC-X (5 IFC Pack) | Refer to component SDS | Genotyping | 96.96 IFC | Biomark X9 |  | <a href="https://fluidigm.my.salesforce.com/sfc/p/700000009DAw/a/4u000001870w/XU6eX2YZtdejnAfGRls.mPHhJTPvhOp30R18ZV_Asw4" target="_blank">MSDS-3000000X</a> | FFPE | MaxparOnDemand
Reagents | 102-2426 | PGx Sample Prep Kit - Module 2 | Refer to component SDS | Genotyping | All | Biomark X9 |  | <a href="https://fluidigm.my.salesforce.com/sfc/p/700000009DAw/a/4u000001870w/XU6eX2YZtdejnAfGRls.mPHhJTPvhOp30R18ZV_Asw4" target="_blank">MSDS-3000000X</a> | FFPE | MaxparOnDemand
IFCs | 102-2527 | 96.96 Dynamic Array GE - 5 IFC Pack | Refer to component SDS | Gene Expression | 96.96 IFC | Biomark X9 |  | <a href="https://fluidigm.my.salesforce.com/sfc/p/700000009DAw/a/4u000001870w/XU6eX2YZtdejnAfGRls.mPHhJTPvhOp30R18ZV_Asw4" target="_blank">MSDS-3000000X</a> | FFPE | MaxparOnDemand
Kits | 85000821 | GE 48.48 Dynamic Array™ Sample & Assay Loading Reagent Kit--10 IFCs | Refer to component SDS | Gene Expression | 48.48 IFC | Biomark X9 |  | <a href="https://fluidigm.my.salesforce.com/sfc/p/700000009DAw/a/4u000001870w/XU6eX2YZtdejnAfGRls.mPHhJTPvhOp30R18ZV_Asw4" target="_blank">MSDS-3000000X</a> | FFPE | MaxparOnDemand
Kits | 85000825 | GT 48.48 Dynamic Array™ Sample & Assay Loading Reagent Kit--10 IFCs | Refer to component SDS | Genotyping | 48.48 IFC | Biomark X9 |  | <a href="https://fluidigm.my.salesforce.com/sfc/p/700000009DAw/a/4u000001870w/XU6eX2YZtdejnAfGRls.mPHhJTPvhOp30R18ZV_Asw4" target="_blank">MSDS-3000000X</a> | FFPE, Frozen | MaxparOnDemand
Kits | 85000827 | GT 96.96 Dynamic Array™ Sample & Assay Loading Reagent Kit—10 IFCs | Refer to component SDS | Genotyping | 96.96 IFC | Biomark X9 |  | <a href="https://fluidigm.my.salesforce.com/sfc/p/700000009DAw/a/4u000001870w/XU6eX2YZtdejnAfGRls.mPHhJTPvhOp30R18ZV_Asw4" target="_blank">MSDS-3000000X</a> | FFPE, Frozen | MaxparOnDemand
Kits | 100-3400-R | GE 48.48 Dynamic Array DNA Binding Dye Reagent Kit—10 IFCs | Refer to component SDS | Gene Expression | 48.48 IFC | Biomark X9 |  | <a href="https://fluidigm.my.salesforce.com/sfc/p/700000009DAw/a/4u000001870w/XU6eX2YZtdejnAfGRls.mPHhJTPvhOp30R18ZV_Asw4" target="_blank">MSDS-3000000X</a> | FFPE, Frozen | MaxparOnDemand
Kits | 100-3415-R | GE 96.96 Dynamic Array DNA Binding Dye Reagent Kit—10 IFCs | Refer to component SDS | Gene Expression | 96.96 IFC | Biomark X9 |  | <a href="https://fluidigm.my.salesforce.com/sfc/p/700000009DAw/a/4u000001870w/XU6eX2YZtdejnAfGRls.mPHhJTPvhOp30R18ZV_Asw4" target="_blank">MSDS-3000000X</a> | FFPE, Frozen | MaxparOnDemand
Kits | 100-3459-R | GT 192.24 Dynamic Array™ Sample & Assay Loading Reagent Kit--10 IFCs | Refer to component SDS | Genotyping | 192.24 IFC | Biomark X9 |  | <a href="https://fluidigm.my.salesforce.com/sfc/p/700000009DAw/a/4u000001870w/XU6eX2YZtdejnAfGRls.mPHhJTPvhOp30R18ZV_Asw4" target="_blank">MSDS-3000000X</a> | FFPE, Frozen | MaxparOnDemand
Kits | 100-4134-R | SNP Type™ 96.96 Genotyping Reagent Kit--10 IFCs | Refer to component SDS | Genotyping | 96.96 IFC | Biomark X9 |  | <a href="https://fluidigm.my.salesforce.com/sfc/p/700000009DAw/a/4u000001870w/XU6eX2YZtdejnAfGRls.mPHhJTPvhOp30R18ZV_Asw4" target="_blank">MSDS-3000000X</a> | FFPE, Frozen | MaxparOnDemand
Kits | 100-4135-R | SNP Type™ 48.48 Genotyping Reagent Kit--10 IFCs | Refer to component SDS | Genotyping | 48.48 IFC | Biomark X9 |  | <a href="https://fluidigm.my.salesforce.com/sfc/p/700000009DAw/a/4u000001870w/XU6eX2YZtdejnAfGRls.mPHhJTPvhOp30R18ZV_Asw4" target="_blank">MSDS-3000000X</a> | FFPE, Frozen | MaxparOnDemand
Kits | 100-4136-R | SNP Type™ 192.24 Genotyping Reagent Kit--10 IFCs | Refer to component SDS | Genotyping | 192.24 IFC | Biomark X9 |  | <a href="https://fluidigm.my.salesforce.com/sfc/p/700000009DAw/a/4u000001870w/XU6eX2YZtdejnAfGRls.mPHhJTPvhOp30R18ZV_Asw4" target="_blank">MSDS-3000000X</a> | FFPE, Frozen | MaxparOnDemand
Kits | 100-5319 | C1™ Single-Cell Reagent Kit for Preamp | Refer to component SDS | Single Cell | All | C1 |  | <a href="https://fluidigm.my.salesforce.com/sfc/p/700000009DAw/a/4u000001870w/XU6eX2YZtdejnAfGRls.mPHhJTPvhOp30R18ZV_Asw4" target="_blank">MSDS-3000000X</a> | FFPE, Frozen | MaxparOnDemand
Kits | 100-6153-R | qdPCR 37K Reagent Kit --20 IFCs | Refer to component SDS |  |  | Legacy Instrument |  | <a href="https://fluidigm.my.salesforce.com/sfc/p/700000009DAw/a/4u000001870w/XU6eX2YZtdejnAfGRls.mPHhJTPvhOp30R18ZV_Asw4" target="_blank">MSDS-3000000X</a> | FFPE | MaxparOnDemand
Kits | 100-6201 | C1™ Single-Cell Reagent Kit for mRNA Seq | Refer to component SDS | Single Cell | All | C1 |  | <a href="https://fluidigm.my.salesforce.com/sfc/p/700000009DAw/a/4u000001870w/XU6eX2YZtdejnAfGRls.mPHhJTPvhOp30R18ZV_Asw4" target="_blank">MSDS-3000000X</a> | FFPE | MaxparOnDemand
Kits | 100-6267 | 192.24 GE Dynamic Array™ Reagent Kit—10 IFCs | Refer to component SDS | Gene Expression | 192.24 IFC | Biomark X9 |  | <a href="https://fluidigm.my.salesforce.com/sfc/p/700000009DAw/a/4u000001870w/XU6eX2YZtdejnAfGRls.mPHhJTPvhOp30R18ZV_Asw4" target="_blank">MSDS-3000000X</a> | FFPE | MaxparOnDemand
Kits | 100-6310 | Flex Six™ Gene Expression Reagent Kit—5 IFCs | Refer to component SDS | Gene Expression | Flex Six IFC | Biomark X9 |  | <a href="https://fluidigm.my.salesforce.com/sfc/p/700000009DAw/a/4u000001870w/XU6eX2YZtdejnAfGRls.mPHhJTPvhOp30R18ZV_Asw4" target="_blank">MSDS-3000000X</a> | FFPE | MaxparOnDemand
Kits | 100-6473 | 192.24 GE Dynamic Array™ Reagent Kit—1 IFC | Refer to component SDS | Gene Expression | 192.24 IFC | Biomark X9 |  | <a href="https://fluidigm.my.salesforce.com/sfc/p/700000009DAw/a/4u000001870w/XU6eX2YZtdejnAfGRls.mPHhJTPvhOp30R18ZV_Asw4" target="_blank">MSDS-3000000X</a> | FFPE | MaxparOnDemand
Kits | 100-6654 | 192.24 GE Delta Gene™ Sample and Assay Reagent Kit—10 IFCs | Refer to component SDS | Gene Expression | 192.24 IFC | Biomark X9 |  | <a href="https://fluidigm.my.salesforce.com/sfc/p/700000009DAw/a/4u000001870w/XU6eX2YZtdejnAfGRls.mPHhJTPvhOp30R18ZV_Asw4" target="_blank">MSDS-3000000X</a> | FFPE | MaxparOnDemand
Kits | 100-6657 | Flex Six™ Delta Gene™ Gene Expression Reagent Kit—5 IFCs | Refer to component SDS | Gene Expression | Flex Six IFC | Biomark X9 |  | <a href="https://fluidigm.my.salesforce.com/sfc/p/700000009DAw/a/4u000001870w/XU6eX2YZtdejnAfGRls.mPHhJTPvhOp30R18ZV_Asw4" target="_blank">MSDS-3000000X</a> | FFPE, Frozen | MaxparOnDemand
Kits | 100-6660 | 192.24 GE Delta Gene™ Sample and Assay Reagent Kit—1 IFC | Refer to component SDS | Gene Expression | 192.24 IFC | Biomark X9 |  | <a href="https://fluidigm.my.salesforce.com/sfc/p/700000009DAw/a/4u000001870w/XU6eX2YZtdejnAfGRls.mPHhJTPvhOp30R18ZV_Asw4" target="_blank">MSDS-3000000X</a> | FFPE, Frozen | MaxparOnDemand
Kits | 100-7351 | Flex Six™ Genotyping Reagent Kit—5 IFCs | Refer to component SDS | Genotyping | Flex Six IFC | Biomark X9 |  | <a href="https://fluidigm.my.salesforce.com/sfc/p/700000009DAw/a/4u000001870w/XU6eX2YZtdejnAfGRls.mPHhJTPvhOp30R18ZV_Asw4" target="_blank">MSDS-3000000X</a> | FFPE | MaxparOnDemand
Kits | 100-7353 | Flex Six™ Fast Genotyping Reagent Kit—5 IFCs | Refer to component SDS | Genotyping | Flex Six IFC | Biomark X9 |  | <a href="https://fluidigm.my.salesforce.com/sfc/p/700000009DAw/a/4u000001870w/XU6eX2YZtdejnAfGRls.mPHhJTPvhOp30R18ZV_Asw4" target="_blank">MSDS-3000000X</a> | FFPE | MaxparOnDemand
Kits | 100-7355 | Flex Six™ SNP Type™ Genotyping Reagent Kit—5 IFCs | Refer to component SDS | Genotyping | Flex Six IFC | Biomark X9 |  | <a href="https://fluidigm.my.salesforce.com/sfc/p/700000009DAw/a/4u000001870w/XU6eX2YZtdejnAfGRls.mPHhJTPvhOp30R18ZV_Asw4" target="_blank">MSDS-3000000X</a> | FFPE | MaxparOnDemand
Kits | 100-7357 | C1™ Single-Cell Reagent Kit for DNA Seq | Refer to component SDS | Single Cell | All | C1 |  | <a href="https://fluidigm.my.salesforce.com/sfc/p/700000009DAw/a/4u000001870w/XU6eX2YZtdejnAfGRls.mPHhJTPvhOp30R18ZV_Asw4" target="_blank">MSDS-3000000X</a> | FFPE, Frozen | MaxparOnDemand
Kits | 100-8361 | Integrated Preamp Probe GT Reagent Kit for 10 IFCs | Refer to component SDS | Genotyping | All | Biomark X9 |  | <a href="https://fluidigm.my.salesforce.com/sfc/p/700000009DAw/a/4u000001870w/XU6eX2YZtdejnAfGRls.mPHhJTPvhOp30R18ZV_Asw4" target="_blank">MSDS-3000000X</a> | FFPE, Frozen | MaxparOnDemand
Kits | 100-8363 | Integrated Preamp SNP Type GT Reagent Kit for 10 IFCs | Refer to component SDS | Genotyping | All | Biomark X9 |  | <a href="https://fluidigm.my.salesforce.com/sfc/p/700000009DAw/a/4u000001870w/XU6eX2YZtdejnAfGRls.mPHhJTPvhOp30R18ZV_Asw4" target="_blank">MSDS-3000000X</a> | FFPE, Frozen | MaxparOnDemand
Kits | 100-8920 | Open App™ Reagent Kit | Refer to component SDS |  | All | Legacy Instrument |  | <a href="https://fluidigm.my.salesforce.com/sfc/p/700000009DAw/a/4u000001870w/XU6eX2YZtdejnAfGRls.mPHhJTPvhOp30R18ZV_Asw4" target="_blank">MSDS-3000000X</a> | FFPE, Frozen | MaxparOnDemand
Kits | 101-0101 | Integrated Preamp SNP Type GT Reagent Kit for 2 IFCs | Refer to component SDS | Genotyping | All | Biomark X9 |  | <a href="https://fluidigm.my.salesforce.com/sfc/p/700000009DAw/a/4u000001870w/XU6eX2YZtdejnAfGRls.mPHhJTPvhOp30R18ZV_Asw4" target="_blank">MSDS-3000000X</a> | FFPE, Frozen | MaxparOnDemand
Kits | 101-0160 | 96.96 GT Fast Sample and Assay Loading Kit--10 IFCs | Refer to component SDS | Genotyping | 96.96 IFC | Biomark X9 |  | <a href="https://fluidigm.my.salesforce.com/sfc/p/700000009DAw/a/4u000001870w/XU6eX2YZtdejnAfGRls.mPHhJTPvhOp30R18ZV_Asw4" target="_blank">MSDS-3000000X</a> | FFPE, Frozen | MaxparOnDemand
Kits | 101-1187 | Rgt Kit, Biomark™ Probe-Based GT Reagent Kit | Refer to component SDS | Genotyping | All | Biomark X9 |  | <a href="https://fluidigm.my.salesforce.com/sfc/p/700000009DAw/a/4u000001870w/XU6eX2YZtdejnAfGRls.mPHhJTPvhOp30R18ZV_Asw4" target="_blank">MSDS-3000000X</a> | FFPE | MaxparOnDemand
Kits | 101-3473 | C1™ Single-Cell mRNA Seq HT Reagent Kit v2 - 5 IFC | Refer to component SDS | Single Cell | All | C1 |  | <a href="https://fluidigm.my.salesforce.com/sfc/p/700000009DAw/a/4u000001870w/XU6eX2YZtdejnAfGRls.mPHhJTPvhOp30R18ZV_Asw4" target="_blank">MSDS-3000000X</a> | FFPE | MaxparOnDemand
Kits | 101-3887 | Juno HT SNP Type Genotyping Reagent Kit—10 IFCs | Refer to component SDS | Genotyping | All | Legacy Instrument |  | <a href="https://fluidigm.my.salesforce.com/sfc/p/700000009DAw/a/4u000001870w/XU6eX2YZtdejnAfGRls.mPHhJTPvhOp30R18ZV_Asw4" target="_blank">MSDS-3000000X</a> | FFPE | MaxparOnDemand
Kits | 101-5125 | 48.48 Targeted DNA Seq Library Preamp Reagent Kit - 10 IFC | Refer to component SDS | NGS Library Prep | 48.48 IFC | Legacy Instrument |  | <a href="https://fluidigm.my.salesforce.com/sfc/p/700000009DAw/a/4u000001870w/XU6eX2YZtdejnAfGRls.mPHhJTPvhOp30R18ZV_Asw4" target="_blank">MSDS-3000000X</a> | FFPE, Frozen | MaxparOnDemand
Kits | 101-5392 | 48.48 Targeted DNA Seq Library Preamp Kit - 10 IFC (PathGroup) | Refer to component SDS | NGS Library Prep | 48.48 IFC | Legacy Instrument |  | <a href="https://fluidigm.my.salesforce.com/sfc/p/700000009DAw/a/4u000001870w/XU6eX2YZtdejnAfGRls.mPHhJTPvhOp30R18ZV_Asw4" target="_blank">MSDS-3000000X</a> | FFPE, Frozen | MaxparOnDemand
Kits | 101-7589 | 24.192 Probe GE Reagent Kit for 2 IFCs | Refer to component SDS | Gene Expression | 24.192 IFC | Biomark X9 |  | <a href="https://fluidigm.my.salesforce.com/sfc/p/700000009DAw/a/4u000001870w/XU6eX2YZtdejnAfGRls.mPHhJTPvhOp30R18ZV_Asw4" target="_blank">MSDS-3000000X</a> | FFPE, Frozen | MaxparOnDemand
Kits | 101-7591 | 24.192 Probe GE Reagent Kit for 10 IFCs | Refer to component SDS | Gene Expression | 24.192 IFC | Biomark X9 |  | <a href="https://fluidigm.my.salesforce.com/sfc/p/700000009DAw/a/4u000001870w/XU6eX2YZtdejnAfGRls.mPHhJTPvhOp30R18ZV_Asw4" target="_blank">MSDS-3000000X</a> | FFPE | MaxparOnDemand
Kits | 101-7663 | Advanta™ NGS Library Prep Reagent Kit—LP 48.48, 2 IFCs | Refer to component SDS | NGS Library Prep | 48.48 IFC | Biomark X9 |  | <a href="https://fluidigm.my.salesforce.com/sfc/p/700000009DAw/a/4u000001870w/XU6eX2YZtdejnAfGRls.mPHhJTPvhOp30R18ZV_Asw4" target="_blank">MSDS-3000000X</a> | FFPE | MaxparOnDemand
Kits | 101-7665 | Advanta™ NGS Library Prep Reagent Kit—LP 48.48, 10 IFCs | Refer to component SDS | NGS Library Prep | 48.48 IFC | Biomark X9 |  | <a href="https://fluidigm.my.salesforce.com/sfc/p/700000009DAw/a/4u000001870w/XU6eX2YZtdejnAfGRls.mPHhJTPvhOp30R18ZV_Asw4" target="_blank">MSDS-3000000X</a> | FFPE | MaxparOnDemand
Bundle | 101-7666 | Advanta™ NGS Library Prep Reagent Bundle—LP 48.48, 10 IFCs | Refer to component SDS | NGS Library Prep | 48.48 IFC | Biomark X9 |  | <a href="https://fluidigm.my.salesforce.com/sfc/p/700000009DAw/a/4u000001870w/XU6eX2YZtdejnAfGRls.mPHhJTPvhOp30R18ZV_Asw4" target="_blank">MSDS-3000000X</a> | FFPE | MaxparOnDemand
Kits | 101-7667 | Advanta™ NGS Library Prep Reagent Kit—LP 192.24, 2 IFCs | Refer to component SDS | NGS Library Prep | 192.24 IFC | Biomark X9 |  | <a href="https://fluidigm.my.salesforce.com/sfc/p/700000009DAw/a/4u000001870w/XU6eX2YZtdejnAfGRls.mPHhJTPvhOp30R18ZV_Asw4" target="_blank">MSDS-3000000X</a> | FFPE | MaxparOnDemand
Kits | 101-7669 | Advanta™ NGS Library Prep Reagent Kit—LP 192.24, 10 IFCs | Refer to component SDS | NGS Library Prep | 192.24 IFC | Biomark X9 |  | <a href="https://fluidigm.my.salesforce.com/sfc/p/700000009DAw/a/4u000001870w/XU6eX2YZtdejnAfGRls.mPHhJTPvhOp30R18ZV_Asw4" target="_blank">MSDS-3000000X</a> | FFPE, Frozen | MaxparOnDemand
Kits | 101-7725 | Advanta™ NGS Preamp Reagent Kit—96 Rxn | <a href="https://fluidigm.my.salesforce.com/sfc/p/700000009DAw/a/QQ0000026Ca1/txrpIvU3eQGiNwRMuVApLgqaW3hjilOCAkerbIONNFE" target="_blank">101-7933</a> | NGS Library Prep | All | Biomark X9 |  | <a href="https://fluidigm.my.salesforce.com/sfc/p/700000009DAw/a/4u000001870w/XU6eX2YZtdejnAfGRls.mPHhJTPvhOp30R18ZV_Asw4" target="_blank">MSDS-3000000X</a> | FFPE, Frozen | MaxparOnDemand
Kits | 101-7726 | Advanta™ NGS Preamp Reagent Kit—960 Rxn | <a href="https://fluidigm.my.salesforce.com/sfc/p/700000009DAw/a/QQ0000026Ca1/txrpIvU3eQGiNwRMuVApLgqaW3hjilOCAkerbIONNFE" target="_blank">101-7933</a> | NGS Library Prep | All | Biomark X9 |  | <a href="https://fluidigm.my.salesforce.com/sfc/p/700000009DAw/a/4u000001870w/XU6eX2YZtdejnAfGRls.mPHhJTPvhOp30R18ZV_Asw4" target="_blank">MSDS-3000000X</a> | FFPE, Frozen | MaxparOnDemand
Kits | 101-9621 | 4X TSP Master Mix Reagent Kit | <a href="https://fluidigm.my.salesforce.com/sfc/p/700000009DAw/a/QQ000001SnOb/54n.hxjY5YnF53ct58Prrhv7EXNiq0Cjv4R..4i_pGI" target="_blank">SDS-00011</a> | All | All | Biomark X9 |  | <a href="https://fluidigm.my.salesforce.com/sfc/p/700000009DAw/a/4u000001870w/XU6eX2YZtdejnAfGRls.mPHhJTPvhOp30R18ZV_Asw4" target="_blank">MSDS-3000000X</a> | FFPE, Frozen | MaxparOnDemand
Kits | 102-0166 | 192.24 GE Dynamic Array™ 4X Reagent Kit - 10 IFCs | Refer to component SDS | Gene Expression | 192.24 IFC | Biomark X9 |  | <a href="https://fluidigm.my.salesforce.com/sfc/p/700000009DAw/a/4u000001870w/XU6eX2YZtdejnAfGRls.mPHhJTPvhOp30R18ZV_Asw4" target="_blank">MSDS-3000000X</a> | FFPE, Frozen | MaxparOnDemand
Kits | 102-0421 | Advanta™ RT and Preamplification Master Mix Reagent Kit | <a href="https://fluidigm.my.salesforce.com/sfc/p/700000009DAw/a/QQ000001SmIr/pXl5R_fKukcTN9IUT7SDKiZt5f6Izq5_oEZtu7a598c" target="_blank">SDS-00020</a> | All | All | Biomark X9 |  | <a href="https://fluidigm.my.salesforce.com/sfc/p/700000009DAw/a/4u000001870w/XU6eX2YZtdejnAfGRls.mPHhJTPvhOp30R18ZV_Asw4" target="_blank">MSDS-3000000X</a> | FFPE, Frozen | MaxparOnDemand
Kits | 102-1496 | Kit, Advanta™ NGS RT Reagent Kit—LP 8.8.6, 10 IFCs | Refer to component SDS | NGS Library Prep | 8.8.6 IFC | Biomark X9 |  | <a href="https://fluidigm.my.salesforce.com/sfc/p/700000009DAw/a/4u000001870w/XU6eX2YZtdejnAfGRls.mPHhJTPvhOp30R18ZV_Asw4" target="_blank">MSDS-3000000X</a> | FFPE | MaxparOnDemand
Kits | 102-2773 | Integrated Preamp Probe GT Reagent Kit for 2 IFCs | Refer to component SDS | Genotyping | All | Biomark X9 |  | <a href="https://fluidigm.my.salesforce.com/sfc/p/700000009DAw/a/4u000001870w/XU6eX2YZtdejnAfGRls.mPHhJTPvhOp30R18ZV_Asw4" target="_blank">MSDS-3000000X</a> | FFPE | MaxparOnDemand
Kits | 102-2778 | 24.192 Probe GT Reagent Kit for 2 IFCs | Refer to component SDS | Genotyping | 24.192 IFC | Biomark X9 |  | <a href="https://fluidigm.my.salesforce.com/sfc/p/700000009DAw/a/4u000001870w/XU6eX2YZtdejnAfGRls.mPHhJTPvhOp30R18ZV_Asw4" target="_blank">MSDS-3000000X</a> | FFPE, Frozen | MaxparOnDemand
Kits | 102-2780 | 24.192 SNP Type GT Reagent Kit for 2 IFCs | Refer to component SDS | Genotyping | 24.192 IFC | Biomark X9 |  | <a href="https://fluidigm.my.salesforce.com/sfc/p/700000009DAw/a/4u000001870w/XU6eX2YZtdejnAfGRls.mPHhJTPvhOp30R18ZV_Asw4" target="_blank">MSDS-3000000X</a> | FFPE, Frozen | MaxparOnDemand
Kits | 102-2790 | 24.192 Probe GT Reagent Kit for 10 IFCs | Refer to component SDS | Genotyping | 24.192 IFC | Biomark X9 |  | <a href="https://fluidigm.my.salesforce.com/sfc/p/700000009DAw/a/4u000001870w/XU6eX2YZtdejnAfGRls.mPHhJTPvhOp30R18ZV_Asw4" target="_blank">MSDS-3000000X</a> | FFPE, Frozen | MaxparOnDemand
Kits | 102-2792 | 24.192 SNP Type GT Reagent Kit for 10 IFCs | Refer to component SDS | Genotyping | 24.192 IFC | Biomark X9 |  | <a href="https://fluidigm.my.salesforce.com/sfc/p/700000009DAw/a/4u000001870w/XU6eX2YZtdejnAfGRls.mPHhJTPvhOp30R18ZV_Asw4" target="_blank">MSDS-3000000X</a> | FFPE, Frozen | MaxparOnDemand
Kits | 85000801-R | GE 48.48 Dynamic Array™ Sample & Assay Loading Reagent Kit--40 IFCs | Refer to component SDS | Gene Expression | 48.48 IFC | Biomark X9 |  | <a href="https://fluidigm.my.salesforce.com/sfc/p/700000009DAw/a/4u000001870w/XU6eX2YZtdejnAfGRls.mPHhJTPvhOp30R18ZV_Asw4" target="_blank">MSDS-3000000X</a> | FFPE, Frozen | MaxparOnDemand
Kits | 85000802-R | GE 96.96 Dynamic Array™ Sample & Assay Loading Reagent Kit--10 IFCs | Refer to component SDS | Gene Expression | 96.96 IFC | Biomark X9 |  | <a href="https://fluidigm.my.salesforce.com/sfc/p/700000009DAw/a/4u000001870w/XU6eX2YZtdejnAfGRls.mPHhJTPvhOp30R18ZV_Asw4" target="_blank">MSDS-3000000X</a> | FFPE | MaxparOnDemand
Kits | 85000803-R | GE 96.96 Dynamic Array™ Sample & Assay Loading Reagent Kit--40 IFCs | Refer to component SDS | Gene Expression | 96.96 IFC | Biomark X9 |  | <a href="https://fluidigm.my.salesforce.com/sfc/p/700000009DAw/a/4u000001870w/XU6eX2YZtdejnAfGRls.mPHhJTPvhOp30R18ZV_Asw4" target="_blank">MSDS-3000000X</a> | FFPE | MaxparOnDemand
Kits | 85000811-R | GT 48.48 Dynamic Array™ Sample & Assay Loading Reagent Kit--40 IFCs | Refer to component SDS | Genotyping | 48.48 IFC | Biomark X9 |  | <a href="https://fluidigm.my.salesforce.com/sfc/p/700000009DAw/a/4u000001870w/XU6eX2YZtdejnAfGRls.mPHhJTPvhOp30R18ZV_Asw4" target="_blank">MSDS-3000000X</a> | FFPE | MaxparOnDemand
Kits | 85000813-R | GT 96.96 Dynamic Array™ Sample & Assay Loading Reagent Kit--40 IFCs | Refer to component SDS | Genotyping | 96.96 IFC | Biomark X9 |  | <a href="https://fluidigm.my.salesforce.com/sfc/p/700000009DAw/a/4u000001870w/XU6eX2YZtdejnAfGRls.mPHhJTPvhOp30R18ZV_Asw4" target="_blank">MSDS-3000000X</a> | FFPE | MaxparOnDemand
Kits | 85000820-R | 12.765 or 48.770 Digital Array™ Loading Kit--10 IFCs | Refer to component SDS | dPCR |  | Legacy Instrument |  | <a href="https://fluidigm.my.salesforce.com/sfc/p/700000009DAw/a/4u000001870w/XU6eX2YZtdejnAfGRls.mPHhJTPvhOp30R18ZV_Asw4" target="_blank">MSDS-3000000X</a> | FFPE | MaxparOnDemand
Reagents | 100-3065 | 20X Fast GT Sample Loading Reagent | <a href="https://fluidigm.my.salesforce.com/sfc/p/700000009DAw/a/4u000000Mwik/pcFn5bT.cJUMsH5x0sGaV9ulOQttGFyWNaXg9SLkelg" target="_blank">100-5843</a> | Genotyping | All | Biomark X9 |  | <a href="https://fluidigm.my.salesforce.com/sfc/p/700000009DAw/a/4u000001870w/XU6eX2YZtdejnAfGRls.mPHhJTPvhOp30R18ZV_Asw4" target="_blank">MSDS-3000000X</a> | FFPE | MaxparOnDemand
Reagents | 100-3155 | Access Array™ Harvest Solution—5 Tubes | <a href="https://fluidigm.my.salesforce.com/sfc/p/700000009DAw/a/4u000000Mvie/SYDFG06q_iGM3a.jF5NgioKy4vUFMobVMga6ERVkHfI" target="_blank">100-5835</a> | NGS Library Prep | All | Legacy Instrument |  | <a href="https://fluidigm.my.salesforce.com/sfc/p/700000009DAw/a/4u000001870w/XU6eX2YZtdejnAfGRls.mPHhJTPvhOp30R18ZV_Asw4" target="_blank">MSDS-3000000X</a> | FFPE | MaxparOnDemand
Reagents | 100-1031 | Access Array™ Harvest Solution—10 mL Bottle | <a href="https://fluidigm.my.salesforce.com/sfc/p/700000009DAw/a/4u000000Mvie/SYDFG06q_iGM3a.jF5NgioKy4vUFMobVMga6ERVkHfI" target="_blank">100-5835</a> | NGS Library Prep | All | Legacy Instrument |  | <a href="https://fluidigm.my.salesforce.com/sfc/p/700000009DAw/a/4u000001870w/XU6eX2YZtdejnAfGRls.mPHhJTPvhOp30R18ZV_Asw4" target="_blank">MSDS-3000000X</a> | FFPE | MaxparOnDemand
Reagents | 100-7028 | Access Array™ Harvest Solution—11 mL Bottle | <a href="https://fluidigm.my.salesforce.com/sfc/p/700000009DAw/a/4u000000Mvie/SYDFG06q_iGM3a.jF5NgioKy4vUFMobVMga6ERVkHfI" target="_blank">100-5835</a> | NGS Library Prep | All | Legacy Instrument |  | <a href="https://fluidigm.my.salesforce.com/sfc/p/700000009DAw/a/4u000001870w/XU6eX2YZtdejnAfGRls.mPHhJTPvhOp30R18ZV_Asw4" target="_blank">MSDS-3000000X</a> | FFPE | MaxparOnDemand
Reagents | 100-8136 | Access Array™ Harvest Solution—10 mL Bottle | <a href="https://fluidigm.my.salesforce.com/sfc/p/700000009DAw/a/4u000000Mvie/SYDFG06q_iGM3a.jF5NgioKy4vUFMobVMga6ERVkHfI" target="_blank">100-5835</a> | NGS Library Prep | All | Legacy Instrument |  | <a href="https://fluidigm.my.salesforce.com/sfc/p/700000009DAw/a/4u000001870w/XU6eX2YZtdejnAfGRls.mPHhJTPvhOp30R18ZV_Asw4" target="_blank">MSDS-3000000X</a> | FFPE | MaxparOnDemand
Reagents | 101-9300 | Access Array™ Harvest Reagent Type I—3.7 mL Tube | <a href="https://fluidigm.my.salesforce.com/sfc/p/700000009DAw/a/4u000000Mvie/SYDFG06q_iGM3a.jF5NgioKy4vUFMobVMga6ERVkHfI" target="_blank">100-5835</a> | NGS Library Prep | All | Legacy Instrument |  | <a href="https://fluidigm.my.salesforce.com/sfc/p/700000009DAw/a/4u000001870w/XU6eX2YZtdejnAfGRls.mPHhJTPvhOp30R18ZV_Asw4" target="_blank">MSDS-3000000X</a> | FFPE | MaxparOnDemand
Reagents | 100-3553 | Bulk 2X Assay Loading Reagent—25 mL | <a href="https://fluidigm.my.salesforce.com/sfc/p/700000009DAw/a/QQ000001SmvZ/liXxHZeaq5p_rHBSQR4ooOh4hWBQczaiOxyHN6ZhAKU" target="_blank">100-5832</a> | All | All | Biomark X9 |  | <a href="https://fluidigm.my.salesforce.com/sfc/p/700000009DAw/a/4u000001870w/XU6eX2YZtdejnAfGRls.mPHhJTPvhOp30R18ZV_Asw4" target="_blank">MSDS-3000000X</a> | FFPE | MaxparOnDemand
Reagents | 100-3554 | Bulk 20X GT Sample Loading Reagent—25 mL | <a href="https://fluidigm.my.salesforce.com/sfc/p/700000009DAw/a/QQ000001Sm17/TscMYynkZ4tTM5aA5z51YqY_PGV4Q1GuZOkbSYWgKd8" target="_blank">100-5833</a> | Genotyping | All | Biomark X9 |  | <a href="https://fluidigm.my.salesforce.com/sfc/p/700000009DAw/a/4u000001870w/XU6eX2YZtdejnAfGRls.mPHhJTPvhOp30R18ZV_Asw4" target="_blank">MSDS-3000000X</a> | FFPE | MaxparOnDemand
Reagents | 100-5310 | C1 Harvest Reagent | <a href="https://fluidigm.my.salesforce.com/sfc/p/700000009DAw/a/4u00000186vh/CedTq.z_g9bXmhxPKQ2oixomh_b0tE6vsVTF_1qCdWo" target="_blank">100-5814</a> | Single Cell | All | C1 |  | <a href="https://fluidigm.my.salesforce.com/sfc/p/700000009DAw/a/4u000001870w/XU6eX2YZtdejnAfGRls.mPHhJTPvhOp30R18ZV_Asw4" target="_blank">MSDS-3000000X</a> | FFPE | MaxparOnDemand
Reagents | 100-5908 | Bulk Pressure Fluid, 25mL | <a href="https://fluidigm.my.salesforce.com/sfc/p/700000009DAw/a/QQ000001SlwH/_WBU6HIcW6aN_Mrq0fqWzO8g7if2zGUyS8iSQCuCMB8" target="_blank">100-5753</a> | All | All | Biomark X9 |  | <a href="https://fluidigm.my.salesforce.com/sfc/p/700000009DAw/a/4u000001870w/XU6eX2YZtdejnAfGRls.mPHhJTPvhOp30R18ZV_Asw4" target="_blank">MSDS-3000000X</a> | FFPE | MaxparOnDemand
Reagents | 100-5941 | Tube, PCR Water | <a href="https://fluidigm.my.salesforce.com/sfc/p/700000009DAw/a/4u000000MviF/YRbWfIzY2StyKRKbnU.R0PXPedBC4guF85O1br2jXlc" target="_blank">100-6870</a> | All | All | Biomark X9 |  | <a href="https://fluidigm.my.salesforce.com/sfc/p/700000009DAw/a/4u000001870w/XU6eX2YZtdejnAfGRls.mPHhJTPvhOp30R18ZV_Asw4" target="_blank">MSDS-3000000X</a> | FFPE | MaxparOnDemand
Reagents | 100-6223 | 48.48 Access Array™ Hydration Reagent—10 mL | <a href="https://fluidigm.my.salesforce.com/sfc/p/700000009DAw/a/4u000000Mwip/vTvBkyxP1ZHl972qsrRPf6G3wz8Dg71q6SDbOdbWWQo" target="_blank">100-5836</a> | NGS Library Prep | 48.48 IFC | Legacy Instrument |  | <a href="https://fluidigm.my.salesforce.com/sfc/p/700000009DAw/a/4u000001870w/XU6eX2YZtdejnAfGRls.mPHhJTPvhOp30R18ZV_Asw4" target="_blank">MSDS-3000000X</a> | FFPE | MaxparOnDemand
Reagents | 100-6298 | Reverse Transcription Master Mix—1 Tube | <a href="https://fluidigm.my.salesforce.com/sfc/p/700000009DAw/a/4u000000MwjO/sXvQojBoGucJmInF1T_enbpmWM1V.epf.CqLEQzGcIE" target="_blank">100-6658</a> | All | All | Biomark X9 |  | <a href="https://fluidigm.my.salesforce.com/sfc/p/700000009DAw/a/4u000001870w/XU6eX2YZtdejnAfGRls.mPHhJTPvhOp30R18ZV_Asw4" target="_blank">MSDS-3000000X</a> | FFPE | MaxparOnDemand
Reagents | 100-6299 | Reverse Transcription Master Mix—5 Tubes | <a href="https://fluidigm.my.salesforce.com/sfc/p/700000009DAw/a/4u000000MwjO/sXvQojBoGucJmInF1T_enbpmWM1V.epf.CqLEQzGcIE" target="_blank">100-6658</a> | All | All | Biomark X9 |  | <a href="https://fluidigm.my.salesforce.com/sfc/p/700000009DAw/a/4u000001870w/XU6eX2YZtdejnAfGRls.mPHhJTPvhOp30R18ZV_Asw4" target="_blank">MSDS-3000000X</a> | FFPE | MaxparOnDemand
Reagents | 100-6300 | Preamp and Reverse Transcription Master Mix—1 Tube | <a href="https://fluidigm.my.salesforce.com/sfc/p/700000009DAw/a/4u000000MwjO/sXvQojBoGucJmInF1T_enbpmWM1V.epf.CqLEQzGcIE" target="_blank">100-6658</a> | All | All | Biomark X9 |  | <a href="https://fluidigm.my.salesforce.com/sfc/p/700000009DAw/a/4u000001870w/XU6eX2YZtdejnAfGRls.mPHhJTPvhOp30R18ZV_Asw4" target="_blank">MSDS-3000000X</a> | FFPE | MaxparOnDemand
Reagents | 100-6301 | Preamp and Reverse Transcription Master Mix—5 Tubes | <a href="https://fluidigm.my.salesforce.com/sfc/p/700000009DAw/a/4u000000MwjO/sXvQojBoGucJmInF1T_enbpmWM1V.epf.CqLEQzGcIE" target="_blank">100-6658</a> | All | All | Biomark X9 |  | <a href="https://fluidigm.my.salesforce.com/sfc/p/700000009DAw/a/4u000001870w/XU6eX2YZtdejnAfGRls.mPHhJTPvhOp30R18ZV_Asw4" target="_blank">MSDS-3000000X</a> | FFPE | MaxparOnDemand
Reagents | 100-7081 | Bulk C1™ Harvest Reagent Bottle—25 mL | ­­­ | Single Cell | All | C1 |  | <a href="https://fluidigm.my.salesforce.com/sfc/p/700000009DAw/a/4u000001870w/XU6eX2YZtdejnAfGRls.mPHhJTPvhOp30R18ZV_Asw4" target="_blank">MSDS-3000000X</a> | FFPE | MaxparOnDemand
Reagents | 100-7097 | Bulk 20X Fast GT Sample Loading Reagent—25 mL | <a href="https://fluidigm.my.salesforce.com/sfc/p/700000009DAw/a/4u000000Mwik/pcFn5bT.cJUMsH5x0sGaV9ulOQttGFyWNaXg9SLkelg" target="_blank">100-5843</a> | Genotyping | All | Biomark X9 |  | <a href="https://fluidigm.my.salesforce.com/sfc/p/700000009DAw/a/4u000001870w/XU6eX2YZtdejnAfGRls.mPHhJTPvhOp30R18ZV_Asw4" target="_blank">MSDS-3000000X</a> | FFPE | MaxparOnDemand
Reagents | 100-7604 | 20X Access Array™ Loading Reagent—2 Tubes | <a href="https://fluidigm.my.salesforce.com/sfc/p/700000009DAw/a/4u000000MviZ/fsv_HOC09XqEbA56r7g3XHVtCTyAXng2qMOVoCpHk08" target="_blank">100-5834</a> | NGS Library Prep | All | Legacy Instrument |  | <a href="https://fluidigm.my.salesforce.com/sfc/p/700000009DAw/a/4u000001870w/XU6eX2YZtdejnAfGRls.mPHhJTPvhOp30R18ZV_Asw4" target="_blank">MSDS-3000000X</a> | FFPE | MaxparOnDemand
Reagents | 100-7606 | 20X Fast GT Sample Loading Reagent—5 Tubes | <a href="https://fluidigm.my.salesforce.com/sfc/p/700000009DAw/a/4u000000Mwik/pcFn5bT.cJUMsH5x0sGaV9ulOQttGFyWNaXg9SLkelg" target="_blank">100-5843</a> | Genotyping | All | Biomark X9 |  | <a href="https://fluidigm.my.salesforce.com/sfc/p/700000009DAw/a/4u000001870w/XU6eX2YZtdejnAfGRls.mPHhJTPvhOp30R18ZV_Asw4" target="_blank">MSDS-3000000X</a> | FFPE | MaxparOnDemand
Reagents | 100-7607 | 60X SNP Type™ Reagent—5 Tubes | <a href="https://fluidigm.my.salesforce.com/sfc/p/700000009DAw/a/4u000000Mwiu/xKKsUgCoYaUS5m4.1uSSym0aX3q7ynQE75rp6pksG0Q" target="_blank">100-5842</a> | Genotyping | All | Biomark X9 |  | <a href="https://fluidigm.my.salesforce.com/sfc/p/700000009DAw/a/4u000001870w/XU6eX2YZtdejnAfGRls.mPHhJTPvhOp30R18ZV_Asw4" target="_blank">MSDS-3000000X</a> | FFPE | MaxparOnDemand
Reagents | 100-7608 | 20X SNP Type™ Sample Loading Reagent—5 Tubes | <a href="https://fluidigm.my.salesforce.com/sfc/p/700000009DAw/a/QQ000001SmxB/1F.PSFuLMH757yrQi_f68CSpFpQ2Uddvsz4w7j56Tog" target="_blank">100-5840</a> | Genotyping | All | Biomark X9 |  | <a href="https://fluidigm.my.salesforce.com/sfc/p/700000009DAw/a/4u000001870w/XU6eX2YZtdejnAfGRls.mPHhJTPvhOp30R18ZV_Asw4" target="_blank">MSDS-3000000X</a> | FFPE | MaxparOnDemand
Reagents | 100-7609 | 20X DNA Binding Dye—5 Tubes | <a href="https://fluidigm.my.salesforce.com/sfc/p/700000009DAw/a/QQ000001SjXz/U9GsAt4IOVcTemMjQHNhZSQN7SfO.0sLMjDrS8NHDvc" target="_blank">100-5838</a> | All | All | Biomark X9 |  | <a href="https://fluidigm.my.salesforce.com/sfc/p/700000009DAw/a/4u000001870w/XU6eX2YZtdejnAfGRls.mPHhJTPvhOp30R18ZV_Asw4" target="_blank">MSDS-3000000X</a> | FFPE | MaxparOnDemand
Reagents | 100-7610 | 20X GE Sample Loading Reagent—5 Tubes | <a href="https://fluidigm.my.salesforce.com/sfc/p/700000009DAw/a/QQ000001Slxt/9XczBU4RVEp3XPuF6E6fgSAS.4.K1WXWKVqfz0Se_.w" target="_blank">100-5831</a> | Gene Expression | All | Biomark X9 |  | <a href="https://fluidigm.my.salesforce.com/sfc/p/700000009DAw/a/4u000001870w/XU6eX2YZtdejnAfGRls.mPHhJTPvhOp30R18ZV_Asw4" target="_blank">MSDS-3000000X</a> | FFPE | MaxparOnDemand
Reagents | 100-7611 | 2X Assay Loading Reagent—5 Tubes | <a href="https://fluidigm.my.salesforce.com/sfc/p/700000009DAw/a/QQ000001SmvZ/liXxHZeaq5p_rHBSQR4ooOh4hWBQczaiOxyHN6ZhAKU" target="_blank">100-5832</a> | All | All | Biomark X9 |  | <a href="https://fluidigm.my.salesforce.com/sfc/p/700000009DAw/a/4u000001870w/XU6eX2YZtdejnAfGRls.mPHhJTPvhOp30R18ZV_Asw4" target="_blank">MSDS-3000000X</a> | FFPE | MaxparOnDemand
Reagents | 100-7612 | 20X GT Sample Loading Reagent—5 Tubes | <a href="https://fluidigm.my.salesforce.com/sfc/p/700000009DAw/a/QQ000001Sm17/TscMYynkZ4tTM5aA5z51YqY_PGV4Q1GuZOkbSYWgKd8" target="_blank">100-5833</a> | Genotyping | All | Biomark X9 |  | <a href="https://fluidigm.my.salesforce.com/sfc/p/700000009DAw/a/4u000001870w/XU6eX2YZtdejnAfGRls.mPHhJTPvhOp30R18ZV_Asw4" target="_blank">MSDS-3000000X</a> | FFPE | MaxparOnDemand
Reagents | 100-7966 | Access Array™ Hydration Reagent v2—6 mL | <a href="https://fluidigm.my.salesforce.com/sfc/p/700000009DAw/a/4u000000Mwj4/qEboo52mOWHG5ojorCdMWDpSyJTKI5S9YMirHqSGNmk" target="_blank">100-8524</a> | NGS Library Prep | All | Legacy Instrument |  | <a href="https://fluidigm.my.salesforce.com/sfc/p/700000009DAw/a/4u000001870w/XU6eX2YZtdejnAfGRls.mPHhJTPvhOp30R18ZV_Asw4" target="_blank">MSDS-3000000X</a> | FFPE | MaxparOnDemand
Reagents | 100-8726 | Rgt Kit, Dilution Reagent, 25 mL | <a href="https://fluidigm.my.salesforce.com/sfc/p/700000009DAw/a/4u000000Mwj9/h0Xi6lgmV57OEx6EJxzeKTks1mOv8CuwQjU0MZccs2U" target="_blank">100-9111</a> | All | All | Biomark X9 |  | <a href="https://fluidigm.my.salesforce.com/sfc/p/700000009DAw/a/4u000001870w/XU6eX2YZtdejnAfGRls.mPHhJTPvhOp30R18ZV_Asw4" target="_blank">MSDS-3000000X</a> | FFPE | MaxparOnDemand
Reagents | 100-9167 | Bottle, DNA Dilution Reagent (3.0 mL) | <a href="https://fluidigm.my.salesforce.com/sfc/p/700000009DAw/a/4u000000Mwj9/h0Xi6lgmV57OEx6EJxzeKTks1mOv8CuwQjU0MZccs2U" target="_blank">100-9111</a> | All | All | Biomark X9 |  | <a href="https://fluidigm.my.salesforce.com/sfc/p/700000009DAw/a/4u000001870w/XU6eX2YZtdejnAfGRls.mPHhJTPvhOp30R18ZV_Asw4" target="_blank">MSDS-3000000X</a> | FFPE | MaxparOnDemand
Reagents | 101-0409 | Tube, TSP Assay Loading Reagent (75 uL) | <a href="https://fluidigm.my.salesforce.com/sfc/p/700000009DAw/a/4u00000187GV/EHb5.b09zBGKw09zHukHeMaBDS5BXYTMorK2Kf4XSfc" target="_blank">101-3155</a> | All | All | Biomark X9 |  | <a href="https://fluidigm.my.salesforce.com/sfc/p/700000009DAw/a/4u000001870w/XU6eX2YZtdejnAfGRls.mPHhJTPvhOp30R18ZV_Asw4" target="_blank">MSDS-3000000X</a> | FFPE | MaxparOnDemand
Reagents | 101-0740 | Targeted DNA Seq Assay Loading Reagent—5 Tubes | <a href="https://fluidigm.lightning.force.com/apex/compliancequest__SQX_View_Controlled_Document?num=SDS-00081" target="_blank">SDS-00081</a> | NGS Library Prep | All | Legacy Instrument |  | <a href="https://fluidigm.my.salesforce.com/sfc/p/700000009DAw/a/4u000001870w/XU6eX2YZtdejnAfGRls.mPHhJTPvhOp30R18ZV_Asw4" target="_blank">MSDS-3000000X</a> | FFPE | MaxparOnDemand
Reagents | 101-0741 | Targeted DNA Seq Harvest Reagent—5 Bottles | <a href="https://fluidigm.my.salesforce.com/sfc/p/700000009DAw/a/QQ000001UC6P/XEw7Le2DVS7AWYsDOd6RtERZIF.vfClkJpYw1yrPIwE" target="_blank">SDS-00083</a> | NGS Library Prep | All | Legacy Instrument |  | <a href="https://fluidigm.my.salesforce.com/sfc/p/700000009DAw/a/4u000001870w/XU6eX2YZtdejnAfGRls.mPHhJTPvhOp30R18ZV_Asw4" target="_blank">MSDS-3000000X</a> | FFPE | MaxparOnDemand
Reagents | 101-0742 | Targeted DNA Seq Adapter Mix—5 Tubes | <a href="https://fluidigm.my.salesforce.com/sfc/p/700000009DAw/a/4u00000187Ga/nA2NQrUft1V2uFOKyo3SDUweLvSE_eszAOG7ulJY204" target="_blank">101-3157</a> | NGS Library Prep | All | Legacy Instrument |  | <a href="https://fluidigm.my.salesforce.com/sfc/p/700000009DAw/a/4u000001870w/XU6eX2YZtdejnAfGRls.mPHhJTPvhOp30R18ZV_Asw4" target="_blank">MSDS-3000000X</a> | FFPE | MaxparOnDemand
Reagents | 101-0743 | TSP Harvest Reagent | <a href="https://fluidigm.my.salesforce.com/sfc/p/700000009DAw/a/QQ000001UC6P/XEw7Le2DVS7AWYsDOd6RtERZIF.vfClkJpYw1yrPIwE" target="_blank">SDS-00083</a> | All | All | Biomark X9 |  | <a href="https://fluidigm.my.salesforce.com/sfc/p/700000009DAw/a/4u000001870w/XU6eX2YZtdejnAfGRls.mPHhJTPvhOp30R18ZV_Asw4" target="_blank">MSDS-3000000X</a> | FFPE | MaxparOnDemand
Reagents | 101-0915 | Bulk 20x Access Array™ Loading Reagent—25 mL | <a href="https://fluidigm.my.salesforce.com/sfc/p/700000009DAw/a/4u000000MviZ/fsv_HOC09XqEbA56r7g3XHVtCTyAXng2qMOVoCpHk08" target="_blank">100-5834</a> | NGS Library Prep | All | Legacy Instrument |  | <a href="https://fluidigm.my.salesforce.com/sfc/p/700000009DAw/a/4u000001870w/XU6eX2YZtdejnAfGRls.mPHhJTPvhOp30R18ZV_Asw4" target="_blank">MSDS-3000000X</a> | FFPE | MaxparOnDemand
Reagents | 101-0995 | Tube, TSP DNA Polymerase | ­­­ | All | All | Legacy Instrument |  | <a href="https://fluidigm.my.salesforce.com/sfc/p/700000009DAw/a/4u000001870w/XU6eX2YZtdejnAfGRls.mPHhJTPvhOp30R18ZV_Asw4" target="_blank">MSDS-3000000X</a> | FFPE | MaxparOnDemand
Reagents | 101-3050 | Tube, 4X TSP Master Mix | ­­­ | All | All | Legacy Instrument |  | <a href="https://fluidigm.my.salesforce.com/sfc/p/700000009DAw/a/4u000001870w/XU6eX2YZtdejnAfGRls.mPHhJTPvhOp30R18ZV_Asw4" target="_blank">MSDS-3000000X</a> | FFPE | MaxparOnDemand
Reagents | 101-7633 | Tube, TSP Sample Loading Reagent, V2, 600 uL | ­­­ | All | All | Legacy Instrument |  | <a href="https://fluidigm.my.salesforce.com/sfc/p/700000009DAw/a/4u000001870w/XU6eX2YZtdejnAfGRls.mPHhJTPvhOp30R18ZV_Asw4" target="_blank">MSDS-3000000X</a> | FFPE | MaxparOnDemand
Reagents | 101-9171 | TSP Sample Loading Reagent v2 - 5 Tubes | ­­­ | All | All | Legacy Instrument |  | <a href="https://fluidigm.my.salesforce.com/sfc/p/700000009DAw/a/4u000001870w/XU6eX2YZtdejnAfGRls.mPHhJTPvhOp30R18ZV_Asw4" target="_blank">MSDS-3000000X</a> | FFPE | MaxparOnDemand
Reagents | 101-9301 | Loading Reagent Type I | <a href="https://fluidigm.my.salesforce.com/sfc/p/700000009DAw/a/4u000000MviZ/fsv_HOC09XqEbA56r7g3XHVtCTyAXng2qMOVoCpHk08" target="_blank">100-5834</a> | All | All | Biomark X9 |  | <a href="https://fluidigm.my.salesforce.com/sfc/p/700000009DAw/a/4u000001870w/XU6eX2YZtdejnAfGRls.mPHhJTPvhOp30R18ZV_Asw4" target="_blank">MSDS-3000000X</a> | FFPE | MaxparOnDemand
Reagents | 102-0135 | 4X Assay Loading Reagent - 5 Tubes | ­­­ | All | All | Biomark X9 |  | <a href="https://fluidigm.my.salesforce.com/sfc/p/700000009DAw/a/4u000001870w/XU6eX2YZtdejnAfGRls.mPHhJTPvhOp30R18ZV_Asw4" target="_blank">MSDS-3000000X</a> | FFPE | MaxparOnDemand
Reagents | 102-0419 | Advanta™ RT-Preamp Master Mix, 3.3 mL | <a href="https://fluidigm.my.salesforce.com/sfc/p/700000009DAw/a/QQ000001SmIr/pXl5R_fKukcTN9IUT7SDKiZt5f6Izq5_oEZtu7a598c" target="_blank">SDS-00020</a> | All | All | Biomark X9 |  | <a href="https://fluidigm.my.salesforce.com/sfc/p/700000009DAw/a/4u000001870w/XU6eX2YZtdejnAfGRls.mPHhJTPvhOp30R18ZV_Asw4" target="_blank">MSDS-3000000X</a> | FFPE | MaxparOnDemand
Reagents | 102-0420 | Advanta™ PCR Master Mix, 1.2 mL | <a href="https://fluidigm.my.salesforce.com/sfc/p/700000009DAw/a/QQ000001SjL0/Faz_8nnsc0sqh.bZu3OAtkF2gjt5sfkUIoluUtLfG14" target="_blank">SDS-00033</a> | All | All | Biomark X9 |  | <a href="https://fluidigm.my.salesforce.com/sfc/p/700000009DAw/a/4u000001870w/XU6eX2YZtdejnAfGRls.mPHhJTPvhOp30R18ZV_Asw4" target="_blank">MSDS-3000000X</a> | FFPE | MaxparOnDemand
Reagents | 102-0876 | Advanta™ PCR MM Reagent Kit—4 Tubes | <a href="https://fluidigm.my.salesforce.com/sfc/p/700000009DAw/a/QQ000001SjL0/Faz_8nnsc0sqh.bZu3OAtkF2gjt5sfkUIoluUtLfG14" target="_blank">SDS-00033</a> | All | All | Biomark X9 |  | <a href="https://fluidigm.my.salesforce.com/sfc/p/700000009DAw/a/4u000001870w/XU6eX2YZtdejnAfGRls.mPHhJTPvhOp30R18ZV_Asw4" target="_blank">MSDS-3000000X</a> | FFPE | MaxparOnDemand
Reagents | 100-0905 | GE Install Test Kit - OQ | <a href="https://fluidigm.my.salesforce.com/sfc/p/700000009DAw/a/4u000000Mvs5/kicnT6n5vB2LNQhmBpm4.FrpWYKoAPAe5rHQgEguuiA" target="_blank">MSDS-100-0905</a> | Gene Expression | All | Biomark X9 |  | <a href="https://fluidigm.my.salesforce.com/sfc/p/700000009DAw/a/4u000001870w/XU6eX2YZtdejnAfGRls.mPHhJTPvhOp30R18ZV_Asw4" target="_blank">MSDS-3000000X</a> | FFPE | MaxparOnDemand
Reagents | 100-3771 | Access Array™ Barcode Library for Illumina Sequencers - 384 (Bidirectional) | <a href="https://fluidigm.my.salesforce.com/sfc/p/700000009DAw/a/QQ0000026BXV/utvTZmgPRz.CMIH7Zk9sZMaTT7bQIHRlnGkZW4qNNag" target="_blank">100-5827</a> | NGS Library Prep |  | Legacy Instrument |  | <a href="https://fluidigm.my.salesforce.com/sfc/p/700000009DAw/a/4u000001870w/XU6eX2YZtdejnAfGRls.mPHhJTPvhOp30R18ZV_Asw4" target="_blank">MSDS-3000000X</a> | FFPE | MaxparOnDemand
Reagents | 100-4876 | Access Array™ Barcode Library for Illumina® Sequencers—384, Single Direction | <a href="https://fluidigm.my.salesforce.com/sfc/p/700000009DAw/a/QQ0000026BZ7/j5pZyvtVj0vO2yTnWTouSZyHHz1b.n2hyrGsj22HD4s" target="_blank">100-5828</a> | NGS Library Prep |  | Legacy Instrument |  | <a href="https://fluidigm.my.salesforce.com/sfc/p/700000009DAw/a/4u000001870w/XU6eX2YZtdejnAfGRls.mPHhJTPvhOp30R18ZV_Asw4" target="_blank">MSDS-3000000X</a> | FFPE | MaxparOnDemand
Accessories | 100-6147 | Single-Cell IFC Barrier Tape | ­­­ | Single Cell |  | Legacy Instrument |  | <a href="https://fluidigm.my.salesforce.com/sfc/p/700000009DAw/a/4u000001870w/XU6eX2YZtdejnAfGRls.mPHhJTPvhOp30R18ZV_Asw4" target="_blank">MSDS-3000000X</a> | FFPE | MaxparOnDemand
Reagents | 101-0744 | Targeted DNA Seq Barcode Plates | ­­­ | NGS Library Prep |  | Legacy Instrument |  | <a href="https://fluidigm.my.salesforce.com/sfc/p/700000009DAw/a/4u000001870w/XU6eX2YZtdejnAfGRls.mPHhJTPvhOp30R18ZV_Asw4" target="_blank">MSDS-3000000X</a> | FFPE | MaxparOnDemand
Accessories | 101-1825 | NGS LP 192.24 Barrier Tape—10 Pack | ­­­ | NGS Library Prep | 192.24 IFC | Biomark X9 |  | <a href="https://fluidigm.my.salesforce.com/sfc/p/700000009DAw/a/4u000001870w/XU6eX2YZtdejnAfGRls.mPHhJTPvhOp30R18ZV_Asw4" target="_blank">MSDS-3000000X</a> | FFPE | MaxparOnDemand
Accessories | 101-2017 | NGS LP 192.24 Barrier Tape—5 Pack | ­­­ | NGS Library Prep | 192.24 IFC | Biomark X9 |  | <a href="https://fluidigm.my.salesforce.com/sfc/p/700000009DAw/a/4u000001870w/XU6eX2YZtdejnAfGRls.mPHhJTPvhOp30R18ZV_Asw4" target="_blank">MSDS-3000000X</a> | FFPE | MaxparOnDemand
Accessories | 101-2346 | LP - 48.48 Barrier Tape, 10 Pack | ­­­ | NGS Library Prep | 48.48 IFC | Biomark X9 |  | <a href="https://fluidigm.my.salesforce.com/sfc/p/700000009DAw/a/4u000001870w/XU6eX2YZtdejnAfGRls.mPHhJTPvhOp30R18ZV_Asw4" target="_blank">MSDS-3000000X</a> | FFPE | MaxparOnDemand
Accessories | 101-2347 | NGS LP 48.48 Barrier Tape—5 Pack | ­­­ | NGS Library Prep | 48.48 IFC | Biomark X9 |  | <a href="https://fluidigm.my.salesforce.com/sfc/p/700000009DAw/a/4u000001870w/XU6eX2YZtdejnAfGRls.mPHhJTPvhOp30R18ZV_Asw4" target="_blank">MSDS-3000000X</a> | FFPE | MaxparOnDemand
Reagents | 101-2412 | Targeted DNA Seq Library Adapter Set | ­­­ | NGS Library Prep | All | Legacy Instrument |  | <a href="https://fluidigm.my.salesforce.com/sfc/p/700000009DAw/a/4u000001870w/XU6eX2YZtdejnAfGRls.mPHhJTPvhOp30R18ZV_Asw4" target="_blank">MSDS-3000000X</a> | FFPE | MaxparOnDemand
Accessories | 101-8273 | NGS LP 48.48 Barrier Tape—2 Pack | ­­­ | NGS Library Prep | 48.48 IFC | Biomark X9 |  | <a href="https://fluidigm.my.salesforce.com/sfc/p/700000009DAw/a/4u000001870w/XU6eX2YZtdejnAfGRls.mPHhJTPvhOp30R18ZV_Asw4" target="_blank">MSDS-3000000X</a> | FFPE | MaxparOnDemand
Reagents | 102-2304 | TRN Kit, TaqMan GE Probe Training Kit | ­­­ | Gene Expression | All | Biomark X9 |  | <a href="https://fluidigm.my.salesforce.com/sfc/p/700000009DAw/a/4u000001870w/XU6eX2YZtdejnAfGRls.mPHhJTPvhOp30R18ZV_Asw4" target="_blank">MSDS-3000000X</a> | FFPE | MaxparOnDemand
Bundle | 102-2624 | TRN Kit, TaqMan GE Probe Training Kit Bundle - 2 IFCs | ­­­ | Gene Expression | All | Biomark X9 |  | <a href="https://fluidigm.my.salesforce.com/sfc/p/700000009DAw/a/4u000001870w/XU6eX2YZtdejnAfGRls.mPHhJTPvhOp30R18ZV_Asw4" target="_blank">MSDS-3000000X</a> | FFPE | MaxparOnDemand
Reagents | 85000735 | 20X GE Sample Loading Reagent | <a href="https://fluidigm.my.salesforce.com/sfc/p/700000009DAw/a/QQ000001Slxt/9XczBU4RVEp3XPuF6E6fgSAS.4.K1WXWKVqfz0Se_.w" target="_blank">100-5831</a> | Gene Expression | All | Biomark X9 |  | <a href="https://fluidigm.my.salesforce.com/sfc/p/700000009DAw/a/4u000001870w/XU6eX2YZtdejnAfGRls.mPHhJTPvhOp30R18ZV_Asw4" target="_blank">MSDS-3000000X</a> | FFPE | MaxparOnDemand
Reagents | 85000741 | 20X GT Sample Loading Reagent | <a href="https://fluidigm.my.salesforce.com/sfc/p/700000009DAw/a/QQ000001Sm17/TscMYynkZ4tTM5aA5z51YqY_PGV4Q1GuZOkbSYWgKd8" target="_blank">100-5833</a> | Genotyping | All | Biomark X9 |  | <a href="https://fluidigm.my.salesforce.com/sfc/p/700000009DAw/a/4u000001870w/XU6eX2YZtdejnAfGRls.mPHhJTPvhOp30R18ZV_Asw4" target="_blank">MSDS-3000000X</a> | FFPE | MaxparOnDemand
Reagents | 100-3738 | 20X DNA Binding Dye Sample Loading Reagent | <a href="https://fluidigm.my.salesforce.com/sfc/p/700000009DAw/a/QQ000001SjXz/U9GsAt4IOVcTemMjQHNhZSQN7SfO.0sLMjDrS8NHDvc" target="_blank">100-5838</a> | All | All | Legacy Instrument |  | <a href="https://fluidigm.my.salesforce.com/sfc/p/700000009DAw/a/4u000001870w/XU6eX2YZtdejnAfGRls.mPHhJTPvhOp30R18ZV_Asw4" target="_blank">MSDS-3000000X</a> | FFPE | MaxparOnDemand
Reagents | 100-3425 | 20X SNP Type Sample Loading Reagent | <a href="https://fluidigm.my.salesforce.com/sfc/p/700000009DAw/a/QQ000001SmxB/1F.PSFuLMH757yrQi_f68CSpFpQ2Uddvsz4w7j56Tog" target="_blank">100-5840</a> | Genotyping | All | Biomark X9 |  | <a href="https://fluidigm.my.salesforce.com/sfc/p/700000009DAw/a/4u000001870w/XU6eX2YZtdejnAfGRls.mPHhJTPvhOp30R18ZV_Asw4" target="_blank">MSDS-3000000X</a> | FFPE | MaxparOnDemand
Reagents | 100-5518 | C1 Single-Cell Auto Prep, Module 1 | <a href="https://fluidigm.my.salesforce.com/sfc/p/700000009DAw/a/4u00000186vr/cNVrZudxpVPNMq7CKOKth1j2Z3rfT7CfB9zUv9j7OjA" target="_blank">100-6295</a> | Single Cell | All | C1 |  | <a href="https://fluidigm.my.salesforce.com/sfc/p/700000009DAw/a/4u000001870w/XU6eX2YZtdejnAfGRls.mPHhJTPvhOp30R18ZV_Asw4" target="_blank">MSDS-3000000X</a> | FFPE | MaxparOnDemand
Reagents | 85000746 | 20X GE Sample Loading Reagent | <a href="https://fluidigm.my.salesforce.com/sfc/p/700000009DAw/a/QQ000001Slxt/9XczBU4RVEp3XPuF6E6fgSAS.4.K1WXWKVqfz0Se_.w" target="_blank">100-5831</a> | Gene Expression | All | Biomark X9 |  | <a href="https://fluidigm.my.salesforce.com/sfc/p/700000009DAw/a/4u000001870w/XU6eX2YZtdejnAfGRls.mPHhJTPvhOp30R18ZV_Asw4" target="_blank">MSDS-3000000X</a> | FFPE | MaxparOnDemand
Reagents | 100-6311 | 20X Gene Expression Sample Loading Reagent | <a href="https://fluidigm.my.salesforce.com/sfc/p/700000009DAw/a/QQ000001Slxt/9XczBU4RVEp3XPuF6E6fgSAS.4.K1WXWKVqfz0Se_.w" target="_blank">100-5831</a> | Gene Expression | All | Biomark X9 |  | <a href="https://fluidigm.my.salesforce.com/sfc/p/700000009DAw/a/4u000001870w/XU6eX2YZtdejnAfGRls.mPHhJTPvhOp30R18ZV_Asw4" target="_blank">MSDS-3000000X</a> | FFPE | MaxparOnDemand
Reagents | 100-7673 | FlexSix Delta Gene™ Sample Reagent | <a href="https://fluidigm.my.salesforce.com/sfc/p/700000009DAw/a/QQ000001SmQv/3XltKg0Zx1jRLBY.GTWt9MIwS4V.yoNyso7fLL0ehmI" target="_blank">SDS-00064</a> | Gene Expression | Flex Six IFC | Biomark X9 |  | <a href="https://fluidigm.my.salesforce.com/sfc/p/700000009DAw/a/4u000001870w/XU6eX2YZtdejnAfGRls.mPHhJTPvhOp30R18ZV_Asw4" target="_blank">MSDS-3000000X</a> | FFPE | MaxparOnDemand
Reagents | 100-6653 | 192.24 Delta Gene™ Sample Reagent | <a href="https://fluidigm.my.salesforce.com/sfc/p/700000009DAw/a/QQ000001SmQv/3XltKg0Zx1jRLBY.GTWt9MIwS4V.yoNyso7fLL0ehmI" target="_blank">SDS-00064</a> | Gene Expression | 192.24 IFC | Biomark X9 |  | <a href="https://fluidigm.my.salesforce.com/sfc/p/700000009DAw/a/4u000001870w/XU6eX2YZtdejnAfGRls.mPHhJTPvhOp30R18ZV_Asw4" target="_blank">MSDS-3000000X</a> | FFPE | MaxparOnDemand
Reagents | 100-7443 | 20X GT Sample Loading Reagent | <a href="https://fluidigm.my.salesforce.com/sfc/p/700000009DAw/a/QQ000001Sm17/TscMYynkZ4tTM5aA5z51YqY_PGV4Q1GuZOkbSYWgKd8" target="_blank">100-5833</a> | Genotyping | All | Biomark X9 |  | <a href="https://fluidigm.my.salesforce.com/sfc/p/700000009DAw/a/4u000001870w/XU6eX2YZtdejnAfGRls.mPHhJTPvhOp30R18ZV_Asw4" target="_blank">MSDS-3000000X</a> | FFPE | MaxparOnDemand
Reagents | 100-7444 | 20X Fast GT Sample Loading Reagent | <a href="https://fluidigm.my.salesforce.com/sfc/p/700000009DAw/a/4u000000Mwik/pcFn5bT.cJUMsH5x0sGaV9ulOQttGFyWNaXg9SLkelg" target="_blank">100-5843</a> | Genotyping | All | Biomark X9 |  | <a href="https://fluidigm.my.salesforce.com/sfc/p/700000009DAw/a/4u000001870w/XU6eX2YZtdejnAfGRls.mPHhJTPvhOp30R18ZV_Asw4" target="_blank">MSDS-3000000X</a> | FFPE | MaxparOnDemand
Reagents | 100-7445 | 20X SNP Type Sample Loading Reagent | <a href="https://fluidigm.my.salesforce.com/sfc/p/700000009DAw/a/QQ000001SmxB/1F.PSFuLMH757yrQi_f68CSpFpQ2Uddvsz4w7j56Tog" target="_blank">100-5840</a> | Genotyping | All | Biomark X9 |  | <a href="https://fluidigm.my.salesforce.com/sfc/p/700000009DAw/a/4u000001870w/XU6eX2YZtdejnAfGRls.mPHhJTPvhOp30R18ZV_Asw4" target="_blank">MSDS-3000000X</a> | FFPE | MaxparOnDemand
Reagents | 100-7379 | C1 Single-Cell Auto Prep Kit DNA Seq, Module 1 | <a href="https://fluidigm.my.salesforce.com/sfc/p/700000009DAw/a/4u00000186vx/sYCDyIbxii2LXw1ooNsw01kJJ4iGnBG7urBttgEA3wM" target="_blank">100-7494</a> | Single Cell | All | C1 |  | <a href="https://fluidigm.my.salesforce.com/sfc/p/700000009DAw/a/4u000001870w/XU6eX2YZtdejnAfGRls.mPHhJTPvhOp30R18ZV_Asw4" target="_blank">MSDS-3000000X</a> | FFPE | MaxparOnDemand
Reagents | 100-8922 | C1 Open App Reagent Kit, Module 1 | <a href="https://fluidigm.my.salesforce.com/sfc/p/700000009DAw/a/4u00000186w1/Wpt0XMOM3YlpaoYZ0tgF54SEBKuL49GeDgEQ6e.RFjA" target="_blank">SDS-00065</a> | Single Cell | All | C1 |  | <a href="https://fluidigm.my.salesforce.com/sfc/p/700000009DAw/a/4u000001870w/XU6eX2YZtdejnAfGRls.mPHhJTPvhOp30R18ZV_Asw4" target="_blank">MSDS-3000000X</a> | FFPE | MaxparOnDemand
Reagents | 85000744 | 20X GT Sample Loading Reagent | <a href="https://fluidigm.my.salesforce.com/sfc/p/700000009DAw/a/QQ000001Sm17/TscMYynkZ4tTM5aA5z51YqY_PGV4Q1GuZOkbSYWgKd8" target="_blank">100-5833</a> | Genotyping | All | Biomark X9 |  | <a href="https://fluidigm.my.salesforce.com/sfc/p/700000009DAw/a/4u000001870w/XU6eX2YZtdejnAfGRls.mPHhJTPvhOp30R18ZV_Asw4" target="_blank">MSDS-3000000X</a> | FFPE | MaxparOnDemand
Reagents | 101-3474 | C1 mRNA Seq HT Reagent Kit v2, Module 1 (+4C) | <a href="https://fluidigm.my.salesforce.com/sfc/p/700000009DAw/a/4u000000MviQ/FPDRQK2jW3TpMNQSsROdv28xFPVRaTQ7hFM7FSv0z68" target="_blank">101-5926</a> | Single Cell | All | C1 |  | <a href="https://fluidigm.my.salesforce.com/sfc/p/700000009DAw/a/4u000001870w/XU6eX2YZtdejnAfGRls.mPHhJTPvhOp30R18ZV_Asw4" target="_blank">MSDS-3000000X</a> | FFPE | MaxparOnDemand
Reagents | 101-0407 | TSP Sample Loading Reagent | ­­­ | All | All | Biomark X9 |  | <a href="https://fluidigm.my.salesforce.com/sfc/p/700000009DAw/a/4u000001870w/XU6eX2YZtdejnAfGRls.mPHhJTPvhOp30R18ZV_Asw4" target="_blank">MSDS-3000000X</a> | FFPE | MaxparOnDemand
Reagents | 101-7634 | TSP Sample Loading Reagent v2 | ­­­ | All | All | Biomark X9 |  | <a href="https://fluidigm.my.salesforce.com/sfc/p/700000009DAw/a/4u000001870w/XU6eX2YZtdejnAfGRls.mPHhJTPvhOp30R18ZV_Asw4" target="_blank">MSDS-3000000X</a> | FFPE | MaxparOnDemand
Reagents | 85000736 | 2X Assay Loading Reagent | <a href="https://fluidigm.my.salesforce.com/sfc/p/700000009DAw/a/QQ000001SmvZ/liXxHZeaq5p_rHBSQR4ooOh4hWBQczaiOxyHN6ZhAKU" target="_blank">100-5832</a> | All | All | Biomark X9 |  | <a href="https://fluidigm.my.salesforce.com/sfc/p/700000009DAw/a/4u000001870w/XU6eX2YZtdejnAfGRls.mPHhJTPvhOp30R18ZV_Asw4" target="_blank">MSDS-3000000X</a> | FFPE | MaxparOnDemand
Reagents | 100-5519 | C1 Single-Cell Auto Prep, Module 2 (Preamp) | <a href="https://fluidigm.my.salesforce.com/sfc/p/700000009DAw/a/QQ0000026C3l/E4LBqSnQu1NL2PiNBogow8qs2RdsZf1SNY34Az6x3oY" target="_blank">100-5655</a> | Single Cell | All | C1 |  | <a href="https://fluidigm.my.salesforce.com/sfc/p/700000009DAw/a/4u000001870w/XU6eX2YZtdejnAfGRls.mPHhJTPvhOp30R18ZV_Asw4" target="_blank">MSDS-3000000X</a> | FFPE | MaxparOnDemand
Reagents | 100-6209 | C1 Single-Cell Auto Prep Kit, Module 2 (mRNA Seq) | <a href="https://fluidigm.my.salesforce.com/sfc/p/700000009DAw/a/4u00000186vr/cNVrZudxpVPNMq7CKOKth1j2Z3rfT7CfB9zUv9j7OjA" target="_blank">100-6295</a> | Single Cell | All | C1 |  | <a href="https://fluidigm.my.salesforce.com/sfc/p/700000009DAw/a/4u000001870w/XU6eX2YZtdejnAfGRls.mPHhJTPvhOp30R18ZV_Asw4" target="_blank">MSDS-3000000X</a> | FFPE | MaxparOnDemand
Reagents | 100-5359 | 2X Assay Loading Reagent | <a href="https://fluidigm.my.salesforce.com/sfc/p/700000009DAw/a/QQ000001SmvZ/liXxHZeaq5p_rHBSQR4ooOh4hWBQczaiOxyHN6ZhAKU" target="_blank">100-5832</a> | All | All | Biomark X9 |  | <a href="https://fluidigm.my.salesforce.com/sfc/p/700000009DAw/a/4u000001870w/XU6eX2YZtdejnAfGRls.mPHhJTPvhOp30R18ZV_Asw4" target="_blank">MSDS-3000000X</a> | FFPE | MaxparOnDemand
Reagents | 100-7380 | C1 Single-Cell Auto Prep Kit DNA Seq, Module 2 | <a href="https://fluidigm.my.salesforce.com/sfc/p/700000009DAw/a/4u00000186vx/sYCDyIbxii2LXw1ooNsw01kJJ4iGnBG7urBttgEA3wM" target="_blank">100-7494</a> | Single Cell | All | C1 |  | <a href="https://fluidigm.my.salesforce.com/sfc/p/700000009DAw/a/4u000001870w/XU6eX2YZtdejnAfGRls.mPHhJTPvhOp30R18ZV_Asw4" target="_blank">MSDS-3000000X</a> | FFPE | MaxparOnDemand
Reagents | 100-8923 | C1 Open App Reagent Kit, Module 2 | <a href="https://fluidigm.my.salesforce.com/sfc/p/700000009DAw/a/4u00000186w1/Wpt0XMOM3YlpaoYZ0tgF54SEBKuL49GeDgEQ6e.RFjA" target="_blank">SDS-00065</a> | Single Cell | All | C1 |  | <a href="https://fluidigm.my.salesforce.com/sfc/p/700000009DAw/a/4u000001870w/XU6eX2YZtdejnAfGRls.mPHhJTPvhOp30R18ZV_Asw4" target="_blank">MSDS-3000000X</a> | FFPE | MaxparOnDemand
Reagents | 101-1462 | 2X Assay Loading Reagent | <a href="https://fluidigm.my.salesforce.com/sfc/p/700000009DAw/a/QQ000001SmvZ/liXxHZeaq5p_rHBSQR4ooOh4hWBQczaiOxyHN6ZhAKU" target="_blank">100-5832</a> | All | All | Biomark X9 |  | <a href="https://fluidigm.my.salesforce.com/sfc/p/700000009DAw/a/4u000001870w/XU6eX2YZtdejnAfGRls.mPHhJTPvhOp30R18ZV_Asw4" target="_blank">MSDS-3000000X</a> | FFPE | MaxparOnDemand
Reagents | 101-0060 | C1 mRNA Seq HT Reagent Kit, Module 2 (-20C) | <a href="https://fluidigm.my.salesforce.com/sfc/p/700000009DAw/a/4u000000MviQ/FPDRQK2jW3TpMNQSsROdv28xFPVRaTQ7hFM7FSv0z68" target="_blank">101-5926</a> | Single Cell | All | C1 |  | <a href="https://fluidigm.my.salesforce.com/sfc/p/700000009DAw/a/4u000001870w/XU6eX2YZtdejnAfGRls.mPHhJTPvhOp30R18ZV_Asw4" target="_blank">MSDS-3000000X</a> | FFPE | MaxparOnDemand
Reagents | 102-0114 | 4X Assay Loading Reagent | <a href="https://fluidigm.my.salesforce.com/sfc/p/700000009DAw/a/QQ000001SmvZ/liXxHZeaq5p_rHBSQR4ooOh4hWBQczaiOxyHN6ZhAKU" target="_blank">100-5832</a> | All | All | Biomark X9 |  | <a href="https://fluidigm.my.salesforce.com/sfc/p/700000009DAw/a/4u000001870w/XU6eX2YZtdejnAfGRls.mPHhJTPvhOp30R18ZV_Asw4" target="_blank">MSDS-3000000X</a> | FFPE | MaxparOnDemand
Reagents | 100-7423 | C1 Single-Cell Auto Prep Kit DNA Seq, Module 3 | <a href="https://fluidigm.my.salesforce.com/sfc/p/700000009DAw/a/4u00000186vx/sYCDyIbxii2LXw1ooNsw01kJJ4iGnBG7urBttgEA3wM" target="_blank">100-7494</a> | Single Cell | All | C1 |  | <a href="https://fluidigm.my.salesforce.com/sfc/p/700000009DAw/a/4u000001870w/XU6eX2YZtdejnAfGRls.mPHhJTPvhOp30R18ZV_Asw4" target="_blank">MSDS-3000000X</a> | FFPE | MaxparOnDemand
Reagents | 100-8725 | Dilution Reagent | <a href="https://fluidigm.my.salesforce.com/sfc/p/700000009DAw/a/4u000000Mwj9/h0Xi6lgmV57OEx6EJxzeKTks1mOv8CuwQjU0MZccs2U" target="_blank">100-9111</a> | All | All | Biomark X9 |  | <a href="https://fluidigm.my.salesforce.com/sfc/p/700000009DAw/a/4u000001870w/XU6eX2YZtdejnAfGRls.mPHhJTPvhOp30R18ZV_Asw4" target="_blank">MSDS-3000000X</a> | FFPE | MaxparOnDemand
Reagents | 100-9977 | 96.96 GT PCR Dilution Reagent | <a href="https://fluidigm.my.salesforce.com/sfc/p/700000009DAw/a/4u000000Mwj9/h0Xi6lgmV57OEx6EJxzeKTks1mOv8CuwQjU0MZccs2U" target="_blank">100-9111</a> | Genotyping | 96.96 IFC | Biomark X9 |  | <a href="https://fluidigm.my.salesforce.com/sfc/p/700000009DAw/a/4u000001870w/XU6eX2YZtdejnAfGRls.mPHhJTPvhOp30R18ZV_Asw4" target="_blank">MSDS-3000000X</a> | FFPE | MaxparOnDemand
Reagents | 101-0461 | Dilution Reagent | <a href="https://fluidigm.my.salesforce.com/sfc/p/700000009DAw/a/4u000000Mwj9/h0Xi6lgmV57OEx6EJxzeKTks1mOv8CuwQjU0MZccs2U" target="_blank">100-9111</a> | All | All | Biomark X9 |  | <a href="https://fluidigm.my.salesforce.com/sfc/p/700000009DAw/a/4u000001870w/XU6eX2YZtdejnAfGRls.mPHhJTPvhOp30R18ZV_Asw4" target="_blank">MSDS-3000000X</a> | FFPE | MaxparOnDemand
Reagents | 100-5317 | DNA Dilution Reagent | <a href="https://fluidigm.my.salesforce.com/sfc/p/700000009DAw/a/4u000000Mwj9/h0Xi6lgmV57OEx6EJxzeKTks1mOv8CuwQjU0MZccs2U" target="_blank">100-9111</a> | All | All | Legacy Instrument |  | <a href="https://fluidigm.my.salesforce.com/sfc/p/700000009DAw/a/4u000001870w/XU6eX2YZtdejnAfGRls.mPHhJTPvhOp30R18ZV_Asw4" target="_blank">MSDS-3000000X</a> | FFPE | MaxparOnDemand
Reagents | 100-3402 | 60X SNP Type Reagent | <a href="https://fluidigm.my.salesforce.com/sfc/p/700000009DAw/a/4u000000Mwiu/xKKsUgCoYaUS5m4.1uSSym0aX3q7ynQE75rp6pksG0Q" target="_blank">100-5842</a> | Genotyping | All | Biomark X9 |  | <a href="https://fluidigm.my.salesforce.com/sfc/p/700000009DAw/a/4u000001870w/XU6eX2YZtdejnAfGRls.mPHhJTPvhOp30R18ZV_Asw4" target="_blank">MSDS-3000000X</a> | FFPE | MaxparOnDemand
Reagents | 100-6249 | Pressure Fluid 24.192 IFC - 2 mL | <a href="https://fluidigm.my.salesforce.com/sfc/p/700000009DAw/a/QQ000001o5n7/QLI_TMgl5uS0Ev4qqhDqsjrtIrNegEzRE_0yOB_aJJs" target="_blank">SDS-00040</a> | All | 24.192 IFC | Biomark X9 |  | <a href="https://fluidigm.my.salesforce.com/sfc/p/700000009DAw/a/4u000001870w/XU6eX2YZtdejnAfGRls.mPHhJTPvhOp30R18ZV_Asw4" target="_blank">MSDS-3000000X</a> | FFPE | MaxparOnDemand
Reagents | 100-3463 | Pressure Fluid 24.192 IFC - 3.5 mL | <a href="https://fluidigm.my.salesforce.com/sfc/p/700000009DAw/a/QQ000001o5n7/QLI_TMgl5uS0Ev4qqhDqsjrtIrNegEzRE_0yOB_aJJs" target="_blank">SDS-00040</a> | All | 24.192 IFC | Biomark X9 |  | <a href="https://fluidigm.my.salesforce.com/sfc/p/700000009DAw/a/4u000001870w/XU6eX2YZtdejnAfGRls.mPHhJTPvhOp30R18ZV_Asw4" target="_blank">MSDS-3000000X</a> | FFPE | MaxparOnDemand
Reagents | 100-6250 | Actuation Fluid 24.192 IFC - 1.5 mL | <a href="https://fluidigm.my.salesforce.com/sfc/p/700000009DAw/a/QQ000001SmAn/9drVdXw1lNj7Kt7EIdEsxxbh7hSXxeM0ZK0Wd5eR1sY" target="_blank">100-6422</a> | All | 24.192 IFC | Biomark X9 |  | <a href="https://fluidigm.my.salesforce.com/sfc/p/700000009DAw/a/4u000001870w/XU6eX2YZtdejnAfGRls.mPHhJTPvhOp30R18ZV_Asw4" target="_blank">MSDS-3000000X</a> | FFPE | MaxparOnDemand
Reagents | 100-8115 | GT Flux Fluid | <a href="https://fluidigm.my.salesforce.com/sfc/p/700000009DAw/a/QQ000001SmFd/SG3I.ex6kK9HoceXFRsIxf_8L9sIBfUX13phcVlEorU" target="_blank">100-8523</a> | Genotyping | All | Biomark X9 |  | <a href="https://fluidigm.my.salesforce.com/sfc/p/700000009DAw/a/4u000001870w/XU6eX2YZtdejnAfGRls.mPHhJTPvhOp30R18ZV_Asw4" target="_blank">MSDS-3000000X</a> | FFPE | MaxparOnDemand
Reagents | 100-8358 | GT Preamp Master Mix | <a href="https://fluidigm.my.salesforce.com/sfc/p/700000009DAw/a/4u000000Mwif/o_TgIUqyOaxfmNLkdsUl4qjTTUNBFSwiPintFY.eU50" target="_blank">100-8522</a> | Genotyping | All | Biomark X9 |  | <a href="https://fluidigm.my.salesforce.com/sfc/p/700000009DAw/a/4u000001870w/XU6eX2YZtdejnAfGRls.mPHhJTPvhOp30R18ZV_Asw4" target="_blank">MSDS-3000000X</a> | FFPE | MaxparOnDemand
Reagents | 100-5744 | PreAmp Master Mix | <a href="https://fluidigm.my.salesforce.com/sfc/p/700000009DAw/a/4u000000MwhS/RzwtduTx2646jGOpnbzN7juO1L4eplMBixYsmZ27TY0" target="_blank">100-6659</a> | All | All | Biomark X9 |  | <a href="https://fluidigm.my.salesforce.com/sfc/p/700000009DAw/a/4u000001870w/XU6eX2YZtdejnAfGRls.mPHhJTPvhOp30R18ZV_Asw4" target="_blank">MSDS-3000000X</a> | FFPE | MaxparOnDemand
Reagents | 100-8910 | GT Preamp Master Mix | <a href="https://fluidigm.my.salesforce.com/sfc/p/700000009DAw/a/4u000000Mwif/o_TgIUqyOaxfmNLkdsUl4qjTTUNBFSwiPintFY.eU50" target="_blank">100-8522</a> | Genotyping | All | Biomark X9 |  | <a href="https://fluidigm.my.salesforce.com/sfc/p/700000009DAw/a/4u000001870w/XU6eX2YZtdejnAfGRls.mPHhJTPvhOp30R18ZV_Asw4" target="_blank">MSDS-3000000X</a> | FFPE | MaxparOnDemand
Reagents | 100-8359 | Probe GT Master Mix | <a href="https://fluidigm.my.salesforce.com/sfc/p/700000009DAw/a/4u000000MviG/xuqFvIPcroT1GWW2hDK6JmmcxK.QbiZ9vQgNM8i8BMM" target="_blank">100-8661</a> | Genotyping | All | Biomark X9 |  | <a href="https://fluidigm.my.salesforce.com/sfc/p/700000009DAw/a/4u000001870w/XU6eX2YZtdejnAfGRls.mPHhJTPvhOp30R18ZV_Asw4" target="_blank">MSDS-3000000X</a> | FFPE | MaxparOnDemand
Reagents | 100-8360 | SNP Type GT Master Mix | <a href="https://fluidigm.my.salesforce.com/sfc/p/700000009DAw/a/4u000000MviG/xuqFvIPcroT1GWW2hDK6JmmcxK.QbiZ9vQgNM8i8BMM" target="_blank">100-8661</a> | Genotyping | All | Biomark X9 |  | <a href="https://fluidigm.my.salesforce.com/sfc/p/700000009DAw/a/4u000001870w/XU6eX2YZtdejnAfGRls.mPHhJTPvhOp30R18ZV_Asw4" target="_blank">MSDS-3000000X</a> | FFPE | MaxparOnDemand
Reagents | 101-0076 | SNP Type GT Master Mix | <a href="https://fluidigm.my.salesforce.com/sfc/p/700000009DAw/a/4u000000MviG/xuqFvIPcroT1GWW2hDK6JmmcxK.QbiZ9vQgNM8i8BMM" target="_blank">100-8661</a> | Genotyping | All | Biomark X9 |  | <a href="https://fluidigm.my.salesforce.com/sfc/p/700000009DAw/a/4u000001870w/XU6eX2YZtdejnAfGRls.mPHhJTPvhOp30R18ZV_Asw4" target="_blank">MSDS-3000000X</a> | FFPE | MaxparOnDemand
Reagents | 100-6297 | Reverse Transcription Master Mix | <a href="https://fluidigm.my.salesforce.com/sfc/p/700000009DAw/a/4u000000MwjO/sXvQojBoGucJmInF1T_enbpmWM1V.epf.CqLEQzGcIE" target="_blank">100-6658</a> | All | All | Biomark X9 |  | <a href="https://fluidigm.my.salesforce.com/sfc/p/700000009DAw/a/4u000001870w/XU6eX2YZtdejnAfGRls.mPHhJTPvhOp30R18ZV_Asw4" target="_blank">MSDS-3000000X</a> | FFPE | MaxparOnDemand
Reagents | 101-3055 | 4X TSP Master Mix | ­­­ | All | All | Biomark X9 |  | <a href="https://fluidigm.my.salesforce.com/sfc/p/700000009DAw/a/4u000001870w/XU6eX2YZtdejnAfGRls.mPHhJTPvhOp30R18ZV_Asw4" target="_blank">MSDS-3000000X</a> | FFPE | MaxparOnDemand
Reagents | 101-5786 | 4X TSP Master Mix | ­­­ | All | All | Biomark X9 |  | <a href="https://fluidigm.my.salesforce.com/sfc/p/700000009DAw/a/4u000001870w/XU6eX2YZtdejnAfGRls.mPHhJTPvhOp30R18ZV_Asw4" target="_blank">MSDS-3000000X</a> | FFPE | MaxparOnDemand
Reagents | 100-8911 | Probe GT Master Mix | <a href="https://fluidigm.my.salesforce.com/sfc/p/700000009DAw/a/4u000000MviG/xuqFvIPcroT1GWW2hDK6JmmcxK.QbiZ9vQgNM8i8BMM" target="_blank">100-8661</a> | Genotyping | All | Biomark X9 |  | <a href="https://fluidigm.my.salesforce.com/sfc/p/700000009DAw/a/4u000001870w/XU6eX2YZtdejnAfGRls.mPHhJTPvhOp30R18ZV_Asw4" target="_blank">MSDS-3000000X</a> | FFPE | MaxparOnDemand
Reagents | 101-8818 | TSP Reverse Transcriptase | <a href="https://fluidigm.my.salesforce.com/sfc/p/700000009DAw/a/4u000000MwjO/sXvQojBoGucJmInF1T_enbpmWM1V.epf.CqLEQzGcIE" target="_blank">100-6658</a> | All | All | Biomark X9 |  | <a href="https://fluidigm.my.salesforce.com/sfc/p/700000009DAw/a/4u000001870w/XU6eX2YZtdejnAfGRls.mPHhJTPvhOp30R18ZV_Asw4" target="_blank">MSDS-3000000X</a> | FFPE | MaxparOnDemand
Reagents | 101-0408 | TSP Adapter Mix | <a href="https://fluidigm.my.salesforce.com/sfc/p/700000009DAw/a/4u00000187Ga/nA2NQrUft1V2uFOKyo3SDUweLvSE_eszAOG7ulJY204" target="_blank">101-3157</a> | All | All | Biomark X9 |  | <a href="https://fluidigm.my.salesforce.com/sfc/p/700000009DAw/a/4u000001870w/XU6eX2YZtdejnAfGRls.mPHhJTPvhOp30R18ZV_Asw4" target="_blank">MSDS-3000000X</a> | FFPE | MaxparOnDemand
Reagents | 101-8913 | 5X TSP RT Buffer | <a href="https://fluidigm.my.salesforce.com/sfc/p/700000009DAw/a/QQ000001SnLN/K69uNUuD.9oSKCjNRRS.trACM6nbgl1KqOI5XxxFv68" target="_blank">101-9065</a> | All | All | Biomark X9 |  | <a href="https://fluidigm.my.salesforce.com/sfc/p/700000009DAw/a/4u000001870w/XU6eX2YZtdejnAfGRls.mPHhJTPvhOp30R18ZV_Asw4" target="_blank">MSDS-3000000X</a> | FFPE | MaxparOnDemand
Reagents | 101-8911 | TSP RNase Inhibitor (40 U/uL) | <a href="https://fluidigm.my.salesforce.com/sfc/p/700000009DAw/a/QQ000001SmHF/5CqJCuwf.PB.bixbDtNMlAttdFb21iJF1XGI_PwATec" target="_blank">101-9064</a> | All | All | Biomark X9 |  | <a href="https://fluidigm.my.salesforce.com/sfc/p/700000009DAw/a/4u000001870w/XU6eX2YZtdejnAfGRls.mPHhJTPvhOp30R18ZV_Asw4" target="_blank">MSDS-3000000X</a> | FFPE | MaxparOnDemand
IMC (Imaging) | 91H054172 | Anti-Tyrosine Hydroxylase | E2L6M | 172Yb | Human, Mouse, Rat | 15µg, 0.5mg/mL | <a href="https://fluidigm.my.salesforce.com/sfc/p/700000009DAw/a/4u0000019ibq/t0onsZH94lDMV1QGhCuUPbvDZXtznQW4d.zI7tAOgi0" target="_blank">TDS-00704</a> | <a href="https://fluidigm.my.salesforce.com/sfc/p/700000009DAw/a/4u000001870w/XU6eX2YZtdejnAfGRls.mPHhJTPvhOp30R18ZV_Asw4" target="_blank">MSDS-3000000X</a> | FFPE | MaxparOnDemand
IMC (Imaging) | 91H055141 | Anti-APP | 4G8 | 141Pr | Human, Mouse | 15µg, 0.5mg/mL | <a href="https://fluidigm.my.salesforce.com/sfc/p/700000009DAw/a/4u0000019ibq/t0onsZH94lDMV1QGhCuUPbvDZXtznQW4d.zI7tAOgi0" target="_blank">TDS-00704</a> | <a href="https://fluidigm.my.salesforce.com/sfc/p/700000009DAw/a/4u000001870w/XU6eX2YZtdejnAfGRls.mPHhJTPvhOp30R18ZV_Asw4" target="_blank">MSDS-3000000X</a> | FFPE, Frozen | MaxparOnDemand
IMC (Imaging) | 91H055158 | Anti-APP | 4G8 | 158Gd | Human, Mouse | 15µg, 0.5mg/mL | <a href="https://fluidigm.my.salesforce.com/sfc/p/700000009DAw/a/4u0000019ibq/t0onsZH94lDMV1QGhCuUPbvDZXtznQW4d.zI7tAOgi0" target="_blank">TDS-00704</a> | <a href="https://fluidigm.my.salesforce.com/sfc/p/700000009DAw/a/4u000001870w/XU6eX2YZtdejnAfGRls.mPHhJTPvhOp30R18ZV_Asw4" target="_blank">MSDS-3000000X</a> | FFPE, Frozen | MaxparOnDemand
IMC (Imaging) | 91H055172 | Anti-APP | 4G8 | 172Yb | Human, Mouse | 15µg, 0.5mg/mL | <a href="https://fluidigm.my.salesforce.com/sfc/p/700000009DAw/a/4u0000019ibq/t0onsZH94lDMV1QGhCuUPbvDZXtznQW4d.zI7tAOgi0" target="_blank">TDS-00704</a> | <a href="https://fluidigm.my.salesforce.com/sfc/p/700000009DAw/a/4u000001870w/XU6eX2YZtdejnAfGRls.mPHhJTPvhOp30R18ZV_Asw4" target="_blank">MSDS-3000000X</a> | FFPE, Frozen | MaxparOnDemand
IMC (Imaging) | 91H056141 | Anti-Tau | D1M9X | 141Pr | Human, Mouse, Rat | 15µg, 0.5mg/mL | <a href="https://fluidigm.my.salesforce.com/sfc/p/700000009DAw/a/4u0000019ibq/t0onsZH94lDMV1QGhCuUPbvDZXtznQW4d.zI7tAOgi0" target="_blank">TDS-00704</a> | <a href="https://fluidigm.my.salesforce.com/sfc/p/700000009DAw/a/4u000001870w/XU6eX2YZtdejnAfGRls.mPHhJTPvhOp30R18ZV_Asw4" target="_blank">MSDS-3000000X</a> | FFPE | MaxparOnDemand
IMC (Imaging) | 91H056149 | Anti-Tau | D1M9X | 149Sm | Human, Mouse, Rat | 15µg, 0.5mg/mL | <a href="https://fluidigm.my.salesforce.com/sfc/p/700000009DAw/a/4u0000019ibq/t0onsZH94lDMV1QGhCuUPbvDZXtznQW4d.zI7tAOgi0" target="_blank">TDS-00704</a> | <a href="https://fluidigm.my.salesforce.com/sfc/p/700000009DAw/a/4u000001870w/XU6eX2YZtdejnAfGRls.mPHhJTPvhOp30R18ZV_Asw4" target="_blank">MSDS-3000000X</a> | FFPE | MaxparOnDemand
IMC (Imaging) | 91H056169 | Anti-Tau | D1M9X | 169Tm | Human, Mouse, Rat | 15µg, 0.5mg/mL | <a href="https://fluidigm.my.salesforce.com/sfc/p/700000009DAw/a/4u0000019ibq/t0onsZH94lDMV1QGhCuUPbvDZXtznQW4d.zI7tAOgi0" target="_blank">TDS-00704</a> | <a href="https://fluidigm.my.salesforce.com/sfc/p/700000009DAw/a/4u000001870w/XU6eX2YZtdejnAfGRls.mPHhJTPvhOp30R18ZV_Asw4" target="_blank">MSDS-3000000X</a> | FFPE | MaxparOnDemand
IMC (Imaging) | 91H057149 | Anti-pTau [S202/T205] | AT8 | 149Sm | Human | 15µg, 0.5mg/mL | <a href="https://fluidigm.my.salesforce.com/sfc/p/700000009DAw/a/4u0000019ibq/t0onsZH94lDMV1QGhCuUPbvDZXtznQW4d.zI7tAOgi0" target="_blank">TDS-00704</a> | <a href="https://fluidigm.my.salesforce.com/sfc/p/700000009DAw/a/4u000001870w/XU6eX2YZtdejnAfGRls.mPHhJTPvhOp30R18ZV_Asw4" target="_blank">MSDS-3000000X</a> | FFPE | MaxparOnDemand
IMC (Imaging) | 91H057158 | Anti-pTau [S202/T205] | AT8 | 158Gd | Human | 15µg, 0.5mg/mL | <a href="https://fluidigm.my.salesforce.com/sfc/p/700000009DAw/a/4u0000019ibq/t0onsZH94lDMV1QGhCuUPbvDZXtznQW4d.zI7tAOgi0" target="_blank">TDS-00704</a> | <a href="https://fluidigm.my.salesforce.com/sfc/p/700000009DAw/a/4u000001870w/XU6eX2YZtdejnAfGRls.mPHhJTPvhOp30R18ZV_Asw4" target="_blank">MSDS-3000000X</a> | FFPE | MaxparOnDemand
IMC (Imaging) | 91H057172 | Anti-pTau [S202/T205] | AT8 | 172Yb | Human | 15µg, 0.5mg/mL | <a href="https://fluidigm.my.salesforce.com/sfc/p/700000009DAw/a/4u0000019ibq/t0onsZH94lDMV1QGhCuUPbvDZXtznQW4d.zI7tAOgi0" target="_blank">TDS-00704</a> | <a href="https://fluidigm.my.salesforce.com/sfc/p/700000009DAw/a/4u000001870w/XU6eX2YZtdejnAfGRls.mPHhJTPvhOp30R18ZV_Asw4" target="_blank">MSDS-3000000X</a> | FFPE | MaxparOnDemand
IMC (Imaging) | 91H058141 | Anti-MBP | MBP101 | 141Pr | Goat, Human, Mouse, Non-human primate, Sheep, Rabbit, Rat | 15µg, 0.5mg/mL | <a href="https://fluidigm.my.salesforce.com/sfc/p/700000009DAw/a/4u0000019ibq/t0onsZH94lDMV1QGhCuUPbvDZXtznQW4d.zI7tAOgi0" target="_blank">TDS-00704</a> | <a href="https://fluidigm.my.salesforce.com/sfc/p/700000009DAw/a/4u000001870w/XU6eX2YZtdejnAfGRls.mPHhJTPvhOp30R18ZV_Asw4" target="_blank">MSDS-3000000X</a> | FFPE | MaxparOnDemand
IMC (Imaging) | 91H058149 | Anti-MBP | MBP101 | 149Sm | Goat, Human, Mouse, Non-human primate, Sheep, Rabbit, Rat | 15µg, 0.5mg/mL | <a href="https://fluidigm.my.salesforce.com/sfc/p/700000009DAw/a/4u0000019ibq/t0onsZH94lDMV1QGhCuUPbvDZXtznQW4d.zI7tAOgi0" target="_blank">TDS-00704</a> | <a href="https://fluidigm.my.salesforce.com/sfc/p/700000009DAw/a/4u000001870w/XU6eX2YZtdejnAfGRls.mPHhJTPvhOp30R18ZV_Asw4" target="_blank">MSDS-3000000X</a> | FFPE | MaxparOnDemand
IMC (Imaging) | 91H058158 | Anti-MBP | MBP101 | 158Gd | Goat, Human, Mouse, Non-human primate, Sheep, Rabbit, Rat | 15µg, 0.5mg/mL | <a href="https://fluidigm.my.salesforce.com/sfc/p/700000009DAw/a/4u0000019ibq/t0onsZH94lDMV1QGhCuUPbvDZXtznQW4d.zI7tAOgi0" target="_blank">TDS-00704</a> | <a href="https://fluidigm.my.salesforce.com/sfc/p/700000009DAw/a/4u000001870w/XU6eX2YZtdejnAfGRls.mPHhJTPvhOp30R18ZV_Asw4" target="_blank">MSDS-3000000X</a> | FFPE | MaxparOnDemand
IMC (Imaging) | 91H058169 | Anti-MBP | MBP101 | 169Tm | Goat, Human, Mouse, Non-human primate, Sheep, Rabbit, Rat | 15µg, 0.5mg/mL | <a href="https://fluidigm.my.salesforce.com/sfc/p/700000009DAw/a/4u0000019ibq/t0onsZH94lDMV1QGhCuUPbvDZXtznQW4d.zI7tAOgi0" target="_blank">TDS-00704</a> | <a href="https://fluidigm.my.salesforce.com/sfc/p/700000009DAw/a/4u000001870w/XU6eX2YZtdejnAfGRls.mPHhJTPvhOp30R18ZV_Asw4" target="_blank">MSDS-3000000X</a> | FFPE | MaxparOnDemand
IMC (Imaging) | 91H058172 | Anti-MBP | MBP101 | 172Yb | Goat, Human, Mouse, Non-human primate, Sheep, Rabbit, Rat | 15µg, 0.5mg/mL | <a href="https://fluidigm.my.salesforce.com/sfc/p/700000009DAw/a/4u0000019ibq/t0onsZH94lDMV1QGhCuUPbvDZXtznQW4d.zI7tAOgi0" target="_blank">TDS-00704</a> | <a href="https://fluidigm.my.salesforce.com/sfc/p/700000009DAw/a/4u000001870w/XU6eX2YZtdejnAfGRls.mPHhJTPvhOp30R18ZV_Asw4" target="_blank">MSDS-3000000X</a> | FFPE | MaxparOnDemand
IMC (Imaging) | 91H059141 | Anti-MOG | EP4281 | 141Pr | Mouse, Rat, Human | 15µg, 0.5mg/mL | <a href="https://fluidigm.my.salesforce.com/sfc/p/700000009DAw/a/4u0000019ibq/t0onsZH94lDMV1QGhCuUPbvDZXtznQW4d.zI7tAOgi0" target="_blank">TDS-00704</a> | <a href="https://fluidigm.my.salesforce.com/sfc/p/700000009DAw/a/4u000001870w/XU6eX2YZtdejnAfGRls.mPHhJTPvhOp30R18ZV_Asw4" target="_blank">MSDS-3000000X</a> | FFPE | MaxparOnDemand
IMC (Imaging) | 91H059149 | Anti-MOG | EP4281 | 149Sm | Mouse, Rat, Human | 15µg, 0.5mg/mL | <a href="https://fluidigm.my.salesforce.com/sfc/p/700000009DAw/a/4u0000019ibq/t0onsZH94lDMV1QGhCuUPbvDZXtznQW4d.zI7tAOgi0" target="_blank">TDS-00704</a> | <a href="https://fluidigm.my.salesforce.com/sfc/p/700000009DAw/a/4u000001870w/XU6eX2YZtdejnAfGRls.mPHhJTPvhOp30R18ZV_Asw4" target="_blank">MSDS-3000000X</a> | FFPE | MaxparOnDemand
IMC (Imaging) | 91H059158 | Anti-MOG | EP4281 | 158Gd | Mouse, Rat, Human | 15µg, 0.5mg/mL | <a href="https://fluidigm.my.salesforce.com/sfc/p/700000009DAw/a/4u0000019ibq/t0onsZH94lDMV1QGhCuUPbvDZXtznQW4d.zI7tAOgi0" target="_blank">TDS-00704</a> | <a href="https://fluidigm.my.salesforce.com/sfc/p/700000009DAw/a/4u000001870w/XU6eX2YZtdejnAfGRls.mPHhJTPvhOp30R18ZV_Asw4" target="_blank">MSDS-3000000X</a> | FFPE | MaxparOnDemand
IMC (Imaging) | 91H060141 | Anti-Neurofilament | SMI 312 | 141Pr | Human, Mouse, Rat | 15µg, 0.5mg/mL | <a href="https://fluidigm.my.salesforce.com/sfc/p/700000009DAw/a/4u0000019ibq/t0onsZH94lDMV1QGhCuUPbvDZXtznQW4d.zI7tAOgi0" target="_blank">TDS-00704</a> | <a href="https://fluidigm.my.salesforce.com/sfc/p/700000009DAw/a/4u000001870w/XU6eX2YZtdejnAfGRls.mPHhJTPvhOp30R18ZV_Asw4" target="_blank">MSDS-3000000X</a> | FFPE, Frozen | MaxparOnDemand
IMC (Imaging) | 91H060158 | Anti-Neurofilament | SMI 312 | 158Gd | Human, Mouse, Rat | 15µg, 0.5mg/mL | <a href="https://fluidigm.my.salesforce.com/sfc/p/700000009DAw/a/4u0000019ibq/t0onsZH94lDMV1QGhCuUPbvDZXtznQW4d.zI7tAOgi0" target="_blank">TDS-00704</a> | <a href="https://fluidigm.my.salesforce.com/sfc/p/700000009DAw/a/4u000001870w/XU6eX2YZtdejnAfGRls.mPHhJTPvhOp30R18ZV_Asw4" target="_blank">MSDS-3000000X</a> | FFPE, Frozen | MaxparOnDemand
IMC (Imaging) | 91H060169 | Anti-Neurofilament | SMI 312 | 169Tm | Human, Mouse, Rat | 15µg, 0.5mg/mL | <a href="https://fluidigm.my.salesforce.com/sfc/p/700000009DAw/a/4u0000019ibq/t0onsZH94lDMV1QGhCuUPbvDZXtznQW4d.zI7tAOgi0" target="_blank">TDS-00704</a> | <a href="https://fluidigm.my.salesforce.com/sfc/p/700000009DAw/a/4u000001870w/XU6eX2YZtdejnAfGRls.mPHhJTPvhOp30R18ZV_Asw4" target="_blank">MSDS-3000000X</a> | FFPE, Frozen | MaxparOnDemand
IMC (Imaging) | 91H061172 | Anti-EGFR | D38B1 | 172Yb | Human, Mouse | 15µg, 0.5mg/mL | <a href="https://fluidigm.my.salesforce.com/sfc/p/700000009DAw/a/4u0000019ibq/t0onsZH94lDMV1QGhCuUPbvDZXtznQW4d.zI7tAOgi0" target="_blank">TDS-00704</a> | <a href="https://fluidigm.my.salesforce.com/sfc/p/700000009DAw/a/4u000001870w/XU6eX2YZtdejnAfGRls.mPHhJTPvhOp30R18ZV_Asw4" target="_blank">MSDS-3000000X</a> | FFPE | MaxparOnDemand
IMC (Imaging) | 91H062141 | Anti-Nestin | EPR27207-53 | 141Pr | Human, Mouse | 15µg, 0.5mg/mL | <a href="https://fluidigm.my.salesforce.com/sfc/p/700000009DAw/a/4u0000019ibq/t0onsZH94lDMV1QGhCuUPbvDZXtznQW4d.zI7tAOgi0" target="_blank">TDS-00704</a> | <a href="https://fluidigm.my.salesforce.com/sfc/p/700000009DAw/a/4u000001870w/XU6eX2YZtdejnAfGRls.mPHhJTPvhOp30R18ZV_Asw4" target="_blank">MSDS-3000000X</a> | FFPE | MaxparOnDemand
IMC (Imaging) | 91H063158 | Anti-MMP9 | RM1020 | 158Gd | Human, Mouse | 15µg, 0.5mg/mL | <a href="https://fluidigm.my.salesforce.com/sfc/p/700000009DAw/a/4u0000019ibq/t0onsZH94lDMV1QGhCuUPbvDZXtznQW4d.zI7tAOgi0" target="_blank">TDS-00704</a> | <a href="https://fluidigm.my.salesforce.com/sfc/p/700000009DAw/a/4u000001870w/XU6eX2YZtdejnAfGRls.mPHhJTPvhOp30R18ZV_Asw4" target="_blank">MSDS-3000000X</a> | FFPE, Frozen | MaxparOnDemand
IMC (Imaging) | 91H064169 | Anti-SOX2 | EPR3131 | 169Tm | Human, Mouse | 15µg, 0.5mg/mL | <a href="https://fluidigm.my.salesforce.com/sfc/p/700000009DAw/a/4u0000019ibq/t0onsZH94lDMV1QGhCuUPbvDZXtznQW4d.zI7tAOgi0" target="_blank">TDS-00704</a> | <a href="https://fluidigm.my.salesforce.com/sfc/p/700000009DAw/a/4u000001870w/XU6eX2YZtdejnAfGRls.mPHhJTPvhOp30R18ZV_Asw4" target="_blank">MSDS-3000000X</a> | FFPE | MaxparOnDemand
IMC (Imaging) | 91H065151 | Anti-Synaptophysin | D8F6H | 151Eu | Human, Mouse | 15µg, 0.5mg/mL | <a href="https://fluidigm.my.salesforce.com/sfc/p/700000009DAw/a/4u0000019ibq/t0onsZH94lDMV1QGhCuUPbvDZXtznQW4d.zI7tAOgi0" target="_blank">TDS-00704</a> | <a href="https://fluidigm.my.salesforce.com/sfc/p/700000009DAw/a/4u000001870w/XU6eX2YZtdejnAfGRls.mPHhJTPvhOp30R18ZV_Asw4" target="_blank">MSDS-3000000X</a> | FFPE | MaxparOnDemand
IMC (Imaging) | 91H065158 | Anti-Synaptophysin | D8F6H | 158Gd | Human, Mouse | 15µg, 0.5mg/mL | <a href="https://fluidigm.my.salesforce.com/sfc/p/700000009DAw/a/4u0000019ibq/t0onsZH94lDMV1QGhCuUPbvDZXtznQW4d.zI7tAOgi0" target="_blank">TDS-00704</a> | <a href="https://fluidigm.my.salesforce.com/sfc/p/700000009DAw/a/4u000001870w/XU6eX2YZtdejnAfGRls.mPHhJTPvhOp30R18ZV_Asw4" target="_blank">MSDS-3000000X</a> | FFPE | MaxparOnDemand
IMC (Imaging) | 91H065161 | Anti-Synaptophysin | D8F6H | 161Dy | Human, Mouse | 15µg, 0.5mg/mL | <a href="https://fluidigm.my.salesforce.com/sfc/p/700000009DAw/a/4u0000019ibq/t0onsZH94lDMV1QGhCuUPbvDZXtznQW4d.zI7tAOgi0" target="_blank">TDS-00704</a> | <a href="https://fluidigm.my.salesforce.com/sfc/p/700000009DAw/a/4u000001870w/XU6eX2YZtdejnAfGRls.mPHhJTPvhOp30R18ZV_Asw4" target="_blank">MSDS-3000000X</a> | FFPE | MaxparOnDemand
IMC (Imaging) | 91H066089 | Anti-β III Tubulin | TuJ1 | 89Y | Human, Mouse | 15µg, 0.5mg/mL | <a href="https://fluidigm.my.salesforce.com/sfc/p/700000009DAw/a/4u0000019ibq/t0onsZH94lDMV1QGhCuUPbvDZXtznQW4d.zI7tAOgi0" target="_blank">TDS-00704</a> | <a href="https://fluidigm.my.salesforce.com/sfc/p/700000009DAw/a/4u000001870w/XU6eX2YZtdejnAfGRls.mPHhJTPvhOp30R18ZV_Asw4" target="_blank">MSDS-3000000X</a> | FFPE | MaxparOnDemand
IMC (Imaging) | 91H066149 | Anti-β III Tubulin | TuJ1 | 149Sm | Human, Mouse | 15µg, 0.5mg/mL | <a href="https://fluidigm.my.salesforce.com/sfc/p/700000009DAw/a/4u0000019ibq/t0onsZH94lDMV1QGhCuUPbvDZXtznQW4d.zI7tAOgi0" target="_blank">TDS-00704</a> | <a href="https://fluidigm.my.salesforce.com/sfc/p/700000009DAw/a/4u000001870w/XU6eX2YZtdejnAfGRls.mPHhJTPvhOp30R18ZV_Asw4" target="_blank">MSDS-3000000X</a> | FFPE | MaxparOnDemand
IMC (Imaging) | 91H066153 | Anti-β III Tubulin | TuJ1 | 153Eu | Human, Mouse | 15µg, 0.5mg/mL | <a href="https://fluidigm.my.salesforce.com/sfc/p/700000009DAw/a/4u0000019ibq/t0onsZH94lDMV1QGhCuUPbvDZXtznQW4d.zI7tAOgi0" target="_blank">TDS-00704</a> | <a href="https://fluidigm.my.salesforce.com/sfc/p/700000009DAw/a/4u000001870w/XU6eX2YZtdejnAfGRls.mPHhJTPvhOp30R18ZV_Asw4" target="_blank">MSDS-3000000X</a> | FFPE | MaxparOnDemand
IMC (Imaging) | 91H067171 | Anti-TMEM119 | E3E4T | 171Yb | Human, Mouse | 15µg, 0.5mg/mL | <a href="https://fluidigm.my.salesforce.com/sfc/p/700000009DAw/a/4u0000019ibq/t0onsZH94lDMV1QGhCuUPbvDZXtznQW4d.zI7tAOgi0" target="_blank">TDS-00704</a> | <a href="https://fluidigm.my.salesforce.com/sfc/p/700000009DAw/a/4u000001870w/XU6eX2YZtdejnAfGRls.mPHhJTPvhOp30R18ZV_Asw4" target="_blank">MSDS-3000000X</a> | FFPE | MaxparOnDemand
IMC (Imaging) | 91H067164 | Anti-TMEM119 | E3E4T | 164Dy | Human, Mouse | 15µg, 0.5mg/mL | <a href="https://fluidigm.my.salesforce.com/sfc/p/700000009DAw/a/4u0000019ibq/t0onsZH94lDMV1QGhCuUPbvDZXtznQW4d.zI7tAOgi0" target="_blank">TDS-00704</a> | <a href="https://fluidigm.my.salesforce.com/sfc/p/700000009DAw/a/4u000001870w/XU6eX2YZtdejnAfGRls.mPHhJTPvhOp30R18ZV_Asw4" target="_blank">MSDS-3000000X</a> | FFPE | MaxparOnDemand
IMC (Imaging) | 91H067172 | Anti-TMEM119 | E3E4T | 172Yb | Human, Mouse | 15µg, 0.5mg/mL | <a href="https://fluidigm.my.salesforce.com/sfc/p/700000009DAw/a/4u0000019ibq/t0onsZH94lDMV1QGhCuUPbvDZXtznQW4d.zI7tAOgi0" target="_blank">TDS-00704</a> | <a href="https://fluidigm.my.salesforce.com/sfc/p/700000009DAw/a/4u000001870w/XU6eX2YZtdejnAfGRls.mPHhJTPvhOp30R18ZV_Asw4" target="_blank">MSDS-3000000X</a> | FFPE | MaxparOnDemand
IMC (Imaging) | 91H068141 | Anti-Calbindin 1 | EP3478 | 141Pr | Human, Mouse | 15µg, 0.5mg/mL | <a href="https://fluidigm.my.salesforce.com/sfc/p/700000009DAw/a/4u0000019ibq/t0onsZH94lDMV1QGhCuUPbvDZXtznQW4d.zI7tAOgi0" target="_blank">TDS-00704</a> | <a href="https://fluidigm.my.salesforce.com/sfc/p/700000009DAw/a/4u000001870w/XU6eX2YZtdejnAfGRls.mPHhJTPvhOp30R18ZV_Asw4" target="_blank">MSDS-3000000X</a> | FFPE, Frozen | MaxparOnDemand
IMC (Imaging) | 91H068160 | Anti-Calbindin 1 | EP3478 | 160Gd | Human, Mouse | 15µg, 0.5mg/mL | <a href="https://fluidigm.my.salesforce.com/sfc/p/700000009DAw/a/4u0000019ibq/t0onsZH94lDMV1QGhCuUPbvDZXtznQW4d.zI7tAOgi0" target="_blank">TDS-00704</a> | <a href="https://fluidigm.my.salesforce.com/sfc/p/700000009DAw/a/4u000001870w/XU6eX2YZtdejnAfGRls.mPHhJTPvhOp30R18ZV_Asw4" target="_blank">MSDS-3000000X</a> | FFPE, Frozen | MaxparOnDemand
IMC (Imaging) | 91H068161 | Anti-Calbindin 1 | EP3478 | 161Dy | Human, Mouse | 15µg, 0.5mg/mL | <a href="https://fluidigm.my.salesforce.com/sfc/p/700000009DAw/a/4u0000019ibq/t0onsZH94lDMV1QGhCuUPbvDZXtznQW4d.zI7tAOgi0" target="_blank">TDS-00704</a> | <a href="https://fluidigm.my.salesforce.com/sfc/p/700000009DAw/a/4u000001870w/XU6eX2YZtdejnAfGRls.mPHhJTPvhOp30R18ZV_Asw4" target="_blank">MSDS-3000000X</a> | FFPE, Frozen | MaxparOnDemand
IMC (Imaging) | 91H069164 | Anti-P2RY12 | EPR26298-93 | 164Dy | Human, Mouse | 15µg, 0.5mg/mL | <a href="https://fluidigm.my.salesforce.com/sfc/p/700000009DAw/a/4u0000019ibq/t0onsZH94lDMV1QGhCuUPbvDZXtznQW4d.zI7tAOgi0" target="_blank">TDS-00704</a> | <a href="https://fluidigm.my.salesforce.com/sfc/p/700000009DAw/a/4u000001870w/XU6eX2YZtdejnAfGRls.mPHhJTPvhOp30R18ZV_Asw4" target="_blank">MSDS-3000000X</a> | FFPE, Frozen | MaxparOnDemand
IMC (Imaging) | 91H069169 | Anti-P2RY12 | EPR26298-93 | 169Tm | Human, Mouse | 15µg, 0.5mg/mL | <a href="https://fluidigm.my.salesforce.com/sfc/p/700000009DAw/a/4u0000019ibq/t0onsZH94lDMV1QGhCuUPbvDZXtznQW4d.zI7tAOgi0" target="_blank">TDS-00704</a> | <a href="https://fluidigm.my.salesforce.com/sfc/p/700000009DAw/a/4u000001870w/XU6eX2YZtdejnAfGRls.mPHhJTPvhOp30R18ZV_Asw4" target="_blank">MSDS-3000000X</a> | FFPE, Frozen | MaxparOnDemand
IMC (Imaging) | 91H069175 | Anti-P2RY12 | EPR26298-93 | 175Lu | Human, Mouse | 15µg, 0.5mg/mL | <a href="https://fluidigm.my.salesforce.com/sfc/p/700000009DAw/a/4u0000019ibq/t0onsZH94lDMV1QGhCuUPbvDZXtznQW4d.zI7tAOgi0" target="_blank">TDS-00704</a> | <a href="https://fluidigm.my.salesforce.com/sfc/p/700000009DAw/a/4u000001870w/XU6eX2YZtdejnAfGRls.mPHhJTPvhOp30R18ZV_Asw4" target="_blank">MSDS-3000000X</a> | FFPE, Frozen | MaxparOnDemand
CyTOF (Cytometry) | 3089003B | Anti-Human CD45 | HI30 | 89Y | Human, Chimpanzee | 100 Tests | <a href="https://fluidigm.my.salesforce.com/sfc/p/700000009DAw/a/4u0000019hnn/Kf.EZt_t5keBQQNcpbR.yc0PATIVNQRE2Flt_3IPERE" target="_blank">PRD009-3089003B</a> | <a href="https://fluidigm.my.salesforce.com/sfc/p/700000009DAw/a/4u000001870w/XU6eX2YZtdejnAfGRls.mPHhJTPvhOp30R18ZV_Asw4" target="_blank">MSDS-3000000X</a> | various | Maxpar
CyTOF (Cytometry) | 3089003C | Anti-Human CD45 | HI30 | 89Y | Human, Chimpanzee | 25 Tests | <a href="https://fluidigm.my.salesforce.com/sfc/p/700000009DAw/a/4u0000019hnn/Kf.EZt_t5keBQQNcpbR.yc0PATIVNQRE2Flt_3IPERE" target="_blank">PRD009-3089003B</a> | <a href="https://fluidigm.my.salesforce.com/sfc/p/700000009DAw/a/4u000001870w/XU6eX2YZtdejnAfGRls.mPHhJTPvhOp30R18ZV_Asw4" target="_blank">MSDS-3000000X</a> | various | Maxpar
CyTOF (Cytometry) | 3089004B | Anti-Human CD41 | HIP8 | 89Y | Human, African Green, Baboon, Capuchin Monkey, Cynomolgus, Rhesus | 100 Tests | <a href="https://fluidigm.my.salesforce.com/sfc/p/700000009DAw/a/4u0000019hns/hZ9wgtlFly42jPRdMv4tFnDdk6j5UA38KHcRoW8g6rc" target="_blank">PRD009-3089004B</a> | <a href="https://fluidigm.my.salesforce.com/sfc/p/700000009DAw/a/4u000001870w/XU6eX2YZtdejnAfGRls.mPHhJTPvhOp30R18ZV_Asw4" target="_blank">MSDS-3000000X</a> | various | Maxpar
CyTOF (Cytometry) | 3089004C | Anti-Human CD41 | HIP8 | 89Y | Human, African Green, Baboon, Capuchin Monkey, Cynomolgus, Rhesus | 25 Tests | <a href="https://fluidigm.my.salesforce.com/sfc/p/700000009DAw/a/4u0000019hns/hZ9wgtlFly42jPRdMv4tFnDdk6j5UA38KHcRoW8g6rc" target="_blank">PRD009-3089004B</a> | <a href="https://fluidigm.my.salesforce.com/sfc/p/700000009DAw/a/4u000001870w/XU6eX2YZtdejnAfGRls.mPHhJTPvhOp30R18ZV_Asw4" target="_blank">MSDS-3000000X</a> | various | Maxpar
CyTOF (Cytometry) | 3106001B | Anti-Human CD45 | HI30 | 106Cd | Human, Chimpanzee | 100 Tests | <a href="https://fluidigm.my.salesforce.com/sfc/p/700000009DAw/a/4u000000Mvgi/HfvSgjjTkB7o2b_3xuopSCMZYP4t1pOHw4EGRySolVo" target="_blank">PRD009-3106001B</a> | <a href="https://fluidigm.my.salesforce.com/sfc/p/700000009DAw/a/4u000000dlbq/TACqxhBzGNCMUJOdkH1XK6bDuGaTQsGp4vGSePoNz6M" target="_blank">SDS-00021</a> | various | Maxpar
CyTOF (Cytometry) | 3106001C | Anti-Human CD45 | HI30 | 106Cd | Human, Chimpanzee | 25 Tests | <a href="https://fluidigm.my.salesforce.com/sfc/p/700000009DAw/a/4u000000Mvgi/HfvSgjjTkB7o2b_3xuopSCMZYP4t1pOHw4EGRySolVo" target="_blank">PRD009-3106001B</a> | <a href="https://fluidigm.my.salesforce.com/sfc/p/700000009DAw/a/4u000000dlbq/TACqxhBzGNCMUJOdkH1XK6bDuGaTQsGp4vGSePoNz6M" target="_blank">SDS-00021</a> | various | Maxpar
CyTOF (Cytometry) | 3106002B | Anti-Human CD107a/LAMP1 | H4A3 | 106Cd | Human, Cynomolgus Macaque, Rhesus Macaque, Chimpanzee, Baboon, Pigtailed Macaque, African Green Monkey | 100 Tests | <a href="https://fluidigm.my.salesforce.com/sfc/p/700000009DAw/a/4u000001A23T/3RHiILc_hKdRdx0mXeO6ti1bFD.UAV_bR.Lge.hXhlM" target="_blank">PRD009-3106002B</a> | <a href="https://fluidigm.my.salesforce.com/sfc/p/700000009DAw/a/4u000000dlbq/TACqxhBzGNCMUJOdkH1XK6bDuGaTQsGp4vGSePoNz6M" target="_blank">SDS-00021</a> | various | Maxpar
CyTOF (Cytometry) | 3106002C | Anti-Human CD107a/LAMP1 | H4A3 | 106Cd | Human, Cynomolgus Macaque, Rhesus Macaque, Chimpanzee, Baboon, Pigtailed Macaque, African Green Monkey | 25 Tests | <a href="https://fluidigm.my.salesforce.com/sfc/p/700000009DAw/a/4u000001A23T/3RHiILc_hKdRdx0mXeO6ti1bFD.UAV_bR.Lge.hXhlM" target="_blank">PRD009-3106002B</a> | <a href="https://fluidigm.my.salesforce.com/sfc/p/700000009DAw/a/4u000000dlbq/TACqxhBzGNCMUJOdkH1XK6bDuGaTQsGp4vGSePoNz6M" target="_blank">SDS-00021</a> | various | Maxpar
CyTOF (Cytometry) | 3106003B | Anti-Human IL-6 | MQ2-13A5 | 106Cd | Human | 100 Tests | <a href="https://fluidigm.my.salesforce.com/sfc/p/700000009DAw/a/4u000001A239/iM1Wx9TmrABGEHssg0TrFunC3O8HdhnLASwTejLB9Q4" target="_blank">PRD009-3106003B</a> | <a href="https://fluidigm.my.salesforce.com/sfc/p/700000009DAw/a/4u000000dlbq/TACqxhBzGNCMUJOdkH1XK6bDuGaTQsGp4vGSePoNz6M" target="_blank">SDS-00021</a> | various | Maxpar
CyTOF (Cytometry) | 3106003C | Anti-Human IL-6 | MQ2-13A5 | 106Cd | Human | 25 Tests | <a href="https://fluidigm.my.salesforce.com/sfc/p/700000009DAw/a/4u000001A239/iM1Wx9TmrABGEHssg0TrFunC3O8HdhnLASwTejLB9Q4" target="_blank">PRD009-3106003B</a> | <a href="https://fluidigm.my.salesforce.com/sfc/p/700000009DAw/a/4u000000dlbq/TACqxhBzGNCMUJOdkH1XK6bDuGaTQsGp4vGSePoNz6M" target="_blank">SDS-00021</a> | various | Maxpar
CyTOF (Cytometry) | 3110001B | Anti-Human CD45 | HI30 | 110Cd | Human, Chimpanzee | 100 Tests | <a href="https://fluidigm.my.salesforce.com/sfc/p/700000009DAw/a/4u000000MvhH/dfi0RUEdWKxRmucLuQG1foUdEFD3ZN7DTpJsiwtb2JY" target="_blank">PRD009-3110001B</a> | <a href="https://fluidigm.my.salesforce.com/sfc/p/700000009DAw/a/4u000000dlbq/TACqxhBzGNCMUJOdkH1XK6bDuGaTQsGp4vGSePoNz6M" target="_blank">SDS-00021</a> | various | Maxpar
CyTOF (Cytometry) | 3110001C | Anti-Human CD45 | HI30 | 110Cd | Human, Chimpanzee | 25 Tests | <a href="https://fluidigm.my.salesforce.com/sfc/p/700000009DAw/a/4u000000MvhH/dfi0RUEdWKxRmucLuQG1foUdEFD3ZN7DTpJsiwtb2JY" target="_blank">PRD009-3110001B</a> | <a href="https://fluidigm.my.salesforce.com/sfc/p/700000009DAw/a/4u000000dlbq/TACqxhBzGNCMUJOdkH1XK6bDuGaTQsGp4vGSePoNz6M" target="_blank">SDS-00021</a> | various | Maxpar
CyTOF (Cytometry) | 3111001B | Anti-Human CD45 | HI30 | 111Cd | Human, Chimpanzee | 100 Tests | <a href="https://fluidigm.my.salesforce.com/sfc/p/700000009DAw/a/4u000000Mvgd/JLDjIbmmiz9aG7015TBOMs_rqVTUhF9VYJF3i5MR33s" target="_blank">PRD009-3111001B</a> | <a href="https://fluidigm.my.salesforce.com/sfc/p/700000009DAw/a/4u000000dlbq/TACqxhBzGNCMUJOdkH1XK6bDuGaTQsGp4vGSePoNz6M" target="_blank">SDS-00021</a> | various | Maxpar
CyTOF (Cytometry) | 3111001C | Anti-Human CD45 | HI30 | 111Cd | Human, Chimpanzee | 25 Tests | <a href="https://fluidigm.my.salesforce.com/sfc/p/700000009DAw/a/4u000000Mvgd/JLDjIbmmiz9aG7015TBOMs_rqVTUhF9VYJF3i5MR33s" target="_blank">PRD009-3111001B</a> | <a href="https://fluidigm.my.salesforce.com/sfc/p/700000009DAw/a/4u000000dlbq/TACqxhBzGNCMUJOdkH1XK6bDuGaTQsGp4vGSePoNz6M" target="_blank">SDS-00021</a> | various | Maxpar
CyTOF (Cytometry) | 3112001B | Anti-Human CD45 | HI30 | 112Cd | Human, Chimpanzee | 100 Tests | <a href="https://fluidigm.my.salesforce.com/sfc/p/700000009DAw/a/4u000000MvgY/ZSSZRpPvFIpqnhE1jWw5i_mjihK.bcVvGr4ZInjVo2E" target="_blank">PRD009-3112001B</a> | <a href="https://fluidigm.my.salesforce.com/sfc/p/700000009DAw/a/4u000000dlbq/TACqxhBzGNCMUJOdkH1XK6bDuGaTQsGp4vGSePoNz6M" target="_blank">SDS-00021</a> | various | Maxpar
CyTOF (Cytometry) | 3112001C | Anti-Human CD45 | HI30 | 112Cd | Human, Chimpanzee | 25 Tests | <a href="https://fluidigm.my.salesforce.com/sfc/p/700000009DAw/a/4u000000MvgY/ZSSZRpPvFIpqnhE1jWw5i_mjihK.bcVvGr4ZInjVo2E" target="_blank">PRD009-3112001B</a> | <a href="https://fluidigm.my.salesforce.com/sfc/p/700000009DAw/a/4u000000dlbq/TACqxhBzGNCMUJOdkH1XK6bDuGaTQsGp4vGSePoNz6M" target="_blank">SDS-00021</a> | various | Maxpar
CyTOF (Cytometry) | 3112002B | Anti-Human IL-2 | MQ1-17H12 | 112Cd | Human, Cat, Chimpanzee, Bamboo, Cynomolgus Macaque, Rhesus Macaque, Sooty Mangabey | 100 Tests | <a href="https://fluidigm.my.salesforce.com/sfc/p/700000009DAw/a/4u000001A234/SN6PgHTGucG8L706ltBdi8n69G.P91BnvkKIwZko1IQ" target="_blank">PRD009-3112002B</a> | <a href="https://fluidigm.my.salesforce.com/sfc/p/700000009DAw/a/4u000000dlbq/TACqxhBzGNCMUJOdkH1XK6bDuGaTQsGp4vGSePoNz6M" target="_blank">SDS-00021</a> | various | Maxpar
CyTOF (Cytometry) | 3112002C | Anti-Human IL-2 | MQ1-17H12 | 112Cd | Human, Cat, Chimpanzee, Bamboo, Cynomolgus Macaque, Rhesus Macaque, Sooty Mangabey | 25 Tests | <a href="https://fluidigm.my.salesforce.com/sfc/p/700000009DAw/a/4u000001A234/SN6PgHTGucG8L706ltBdi8n69G.P91BnvkKIwZko1IQ" target="_blank">PRD009-3112002B</a> | <a href="https://fluidigm.my.salesforce.com/sfc/p/700000009DAw/a/4u000000dlbq/TACqxhBzGNCMUJOdkH1XK6bDuGaTQsGp4vGSePoNz6M" target="_blank">SDS-00021</a> | various | Maxpar
CyTOF (Cytometry) | 3113001B | Anti-Human CD45 | HI30 | 113Cd | Human, Chimpanzee | 100 Tests | <a href="https://fluidigm.my.salesforce.com/sfc/p/700000009DAw/a/4u000000Mvgn/bv_ip1aB6nfgn6L1apwigQwADyAcWlRhuxrPpYmSvi0" target="_blank">PRD009-3113001B</a> | <a href="https://fluidigm.my.salesforce.com/sfc/p/700000009DAw/a/4u000000dlbq/TACqxhBzGNCMUJOdkH1XK6bDuGaTQsGp4vGSePoNz6M" target="_blank">SDS-00021</a> | various | Maxpar
CyTOF (Cytometry) | 3113001C | Anti-Human CD45 | HI30 | 113Cd | Human, Chimpanzee | 25 Tests | <a href="https://fluidigm.my.salesforce.com/sfc/p/700000009DAw/a/4u000000Mvgn/bv_ip1aB6nfgn6L1apwigQwADyAcWlRhuxrPpYmSvi0" target="_blank">PRD009-3113001B</a> | <a href="https://fluidigm.my.salesforce.com/sfc/p/700000009DAw/a/4u000000dlbq/TACqxhBzGNCMUJOdkH1XK6bDuGaTQsGp4vGSePoNz6M" target="_blank">SDS-00021</a> | various | Maxpar
CyTOF (Cytometry) | 3113002B | Anti-Human CD69 | FN50 | 113Cd | Human, African Green, Baboon, Chimpanzee, Cynomolgus Macaque, Pigtailed Macaque, Rhesus Macaque | 100 Tests | <a href="https://fluidigm.my.salesforce.com/sfc/p/700000009DAw/a/4u000001A23A/zG8QtyLhc55kuOPlfqLsSAqOwqJNOan64Vld.DbDEWs" target="_blank">PRD009-3113002B</a> | <a href="https://fluidigm.my.salesforce.com/sfc/p/700000009DAw/a/4u000000dlbq/TACqxhBzGNCMUJOdkH1XK6bDuGaTQsGp4vGSePoNz6M" target="_blank">SDS-00021</a> | various | Maxpar
CyTOF (Cytometry) | 3113002C | Anti-Human CD69 | FN50 | 113Cd | Human, African Green, Baboon, Chimpanzee, Cynomolgus Macaque, Pigtailed Macaque, Rhesus Macaque | 25 Tests | <a href="https://fluidigm.my.salesforce.com/sfc/p/700000009DAw/a/4u000001A23A/zG8QtyLhc55kuOPlfqLsSAqOwqJNOan64Vld.DbDEWs" target="_blank">PRD009-3113002B</a> | <a href="https://fluidigm.my.salesforce.com/sfc/p/700000009DAw/a/4u000000dlbq/TACqxhBzGNCMUJOdkH1XK6bDuGaTQsGp4vGSePoNz6M" target="_blank">SDS-00021</a> | various | Maxpar
CyTOF (Cytometry) | 3114001B | Anti-Human CD45 | HI30 | 114Cd | Human, Chimpanzee | 100 Tests | <a href="https://fluidigm.my.salesforce.com/sfc/p/700000009DAw/a/4u000000Mvgj/RsaxvRs0QyqusA3ct1eg6B2ZyDFvxvG3nN_IbXBJ8IQ" target="_blank">PRD009-3114001B</a> | <a href="https://fluidigm.my.salesforce.com/sfc/p/700000009DAw/a/4u000000dlbq/TACqxhBzGNCMUJOdkH1XK6bDuGaTQsGp4vGSePoNz6M" target="_blank">SDS-00021</a> | various | Maxpar
CyTOF (Cytometry) | 3114001C | Anti-Human CD45 | HI30 | 114Cd | Human, Chimpanzee | 25 Tests | <a href="https://fluidigm.my.salesforce.com/sfc/p/700000009DAw/a/4u000000Mvgj/RsaxvRs0QyqusA3ct1eg6B2ZyDFvxvG3nN_IbXBJ8IQ" target="_blank">PRD009-3114001B</a> | <a href="https://fluidigm.my.salesforce.com/sfc/p/700000009DAw/a/4u000000dlbq/TACqxhBzGNCMUJOdkH1XK6bDuGaTQsGp4vGSePoNz6M" target="_blank">SDS-00021</a> | various | Maxpar
CyTOF (Cytometry) | 3114002B | Anti-Human TNFα | MAb11 | 114Cd | Human, Cat, Chimpanzee, Baboon, Cynomolgus Macaque, Rhesus Macaque, Pigtailed Macaque, Sooty Mangabey, Pig | 100 Tests | <a href="https://fluidigm.my.salesforce.com/sfc/p/700000009DAw/a/4u000001A23E/loYRj3q3g8E9YzjKCwpi0BGH8.U7s94hbB9PAUZjSLk" target="_blank">PRD009-3114002B</a> | <a href="https://fluidigm.my.salesforce.com/sfc/p/700000009DAw/a/4u000000dlbq/TACqxhBzGNCMUJOdkH1XK6bDuGaTQsGp4vGSePoNz6M" target="_blank">SDS-00021</a> | various | Maxpar
CyTOF (Cytometry) | 3114002C | Anti-Human TNFα | MAb11 | 114Cd | Human, Cat, Chimpanzee, Baboon, Cynomolgus Macaque, Rhesus Macaque, Pigtailed Macaque, Sooty Mangabey, Pig | 25 Tests | <a href="https://fluidigm.my.salesforce.com/sfc/p/700000009DAw/a/4u000001A23E/loYRj3q3g8E9YzjKCwpi0BGH8.U7s94hbB9PAUZjSLk" target="_blank">PRD009-3114002B</a> | <a href="https://fluidigm.my.salesforce.com/sfc/p/700000009DAw/a/4u000000dlbq/TACqxhBzGNCMUJOdkH1XK6bDuGaTQsGp4vGSePoNz6M" target="_blank">SDS-00021</a> | various | Maxpar
CyTOF (Cytometry) | 3116001B | Anti-Human CD45 | HI30 | 116Cd | Human, Chimpanzee | 100 Tests | <a href="https://fluidigm.my.salesforce.com/sfc/p/700000009DAw/a/4u000000Mvgs/6xDZVlasc9Re_TnA3uz8pYnT9g8ChXENwxC9PR2o7uc" target="_blank">PRD009-3116001B</a> | <a href="https://fluidigm.my.salesforce.com/sfc/p/700000009DAw/a/4u000000dlbq/TACqxhBzGNCMUJOdkH1XK6bDuGaTQsGp4vGSePoNz6M" target="_blank">SDS-00021</a> | various | Maxpar
CyTOF (Cytometry) | 3116001C | Anti-Human CD45 | HI30 | 116Cd | Human, Chimpanzee | 25 Tests | <a href="https://fluidigm.my.salesforce.com/sfc/p/700000009DAw/a/4u000000Mvgs/6xDZVlasc9Re_TnA3uz8pYnT9g8ChXENwxC9PR2o7uc" target="_blank">PRD009-3116001B</a> | <a href="https://fluidigm.my.salesforce.com/sfc/p/700000009DAw/a/4u000000dlbq/TACqxhBzGNCMUJOdkH1XK6bDuGaTQsGp4vGSePoNz6M" target="_blank">SDS-00021</a> | various | Maxpar
CyTOF (Cytometry) | 3116002B | Anti-Human IFNγ | B27 | 116Cd | Human, Chimpanzee, Baboon, Cynomolgus Macaque, Rhesus Macaque, Pigtailed Macaque, African Green Monkey, Sooty Mangabey | 100 Tests | <a href="https://fluidigm.my.salesforce.com/sfc/p/700000009DAw/a/4u000001A23J/5.9GmwEEd_L5EQvGfmlRUZ2f01MsOnp7cAt1qKRMefw" target="_blank">PRD009-3116002B</a> | <a href="https://fluidigm.my.salesforce.com/sfc/p/700000009DAw/a/4u000000dlbq/TACqxhBzGNCMUJOdkH1XK6bDuGaTQsGp4vGSePoNz6M" target="_blank">SDS-00021</a> | various | Maxpar
CyTOF (Cytometry) | 3116002C | Anti-Human IFNγ | B27 | 116Cd | Human, Chimpanzee, Baboon, Cynomolgus Macaque, Rhesus Macaque, Pigtailed Macaque, African Green Monkey, Sooty Mangabey | 25 Tests | <a href="https://fluidigm.my.salesforce.com/sfc/p/700000009DAw/a/4u000001A23J/5.9GmwEEd_L5EQvGfmlRUZ2f01MsOnp7cAt1qKRMefw" target="_blank">PRD009-3116002B</a> | <a href="https://fluidigm.my.salesforce.com/sfc/p/700000009DAw/a/4u000000dlbq/TACqxhBzGNCMUJOdkH1XK6bDuGaTQsGp4vGSePoNz6M" target="_blank">SDS-00021</a> | various | Maxpar
CyTOF (Cytometry) | 3141001B | Anti-Human CD235ab | HIR2 (GA-R2) | 141Pr | Human, African Green, Baboon | 100 Tests | <a href="https://fluidigm.my.salesforce.com/sfc/p/700000009DAw/a/4u0000019hnt/GrUweXgTxTv6Z3IQ4zRn7m2KyaxTktmKeivYSSjegV8" target="_blank">PRD009-3141001B</a> | <a href="https://fluidigm.my.salesforce.com/sfc/p/700000009DAw/a/4u000001870w/XU6eX2YZtdejnAfGRls.mPHhJTPvhOp30R18ZV_Asw4" target="_blank">MSDS-3000000X</a> | various | Maxpar
CyTOF (Cytometry) | 3141001C | Anti-Human CD235ab | HIR2 (GA-R2) | 141Pr | Human, African Green, Baboon | 25 Tests | <a href="https://fluidigm.my.salesforce.com/sfc/p/700000009DAw/a/4u0000019hnt/GrUweXgTxTv6Z3IQ4zRn7m2KyaxTktmKeivYSSjegV8" target="_blank">PRD009-3141001B</a> | <a href="https://fluidigm.my.salesforce.com/sfc/p/700000009DAw/a/4u000001870w/XU6eX2YZtdejnAfGRls.mPHhJTPvhOp30R18ZV_Asw4" target="_blank">MSDS-3000000X</a> | various | Maxpar
CyTOF (Cytometry) | 3141002A | Anti-pSHP2 [Y580] | D66F10 | 141Pr | Rat, Mouse, Human | 50 Tests | <a href="https://fluidigm.my.salesforce.com/sfc/p/700000009DAw/a/4u0000019ho2/QHQlJwUqEI.GJD.Ke8ZB3VvuEbxwuF29kEkpK6cOsoA" target="_blank">PRD009-3141002A</a> | <a href="https://fluidigm.my.salesforce.com/sfc/p/700000009DAw/a/4u000001870w/XU6eX2YZtdejnAfGRls.mPHhJTPvhOp30R18ZV_Asw4" target="_blank">MSDS-3000000X</a> | various | Maxpar
CyTOF (Cytometry) | 3141002C | Anti-pSHP2 [Y580] | D66F10 | 141Pr | Rat, Mouse, Human | 25 Tests | <a href="https://fluidigm.my.salesforce.com/sfc/p/700000009DAw/a/4u0000019ho2/QHQlJwUqEI.GJD.Ke8ZB3VvuEbxwuF29kEkpK6cOsoA" target="_blank">PRD009-3141002B</a> | <a href="https://fluidigm.my.salesforce.com/sfc/p/700000009DAw/a/4u000001870w/XU6eX2YZtdejnAfGRls.mPHhJTPvhOp30R18ZV_Asw4" target="_blank">MSDS-3000000X</a> | various | Maxpar
CyTOF (Cytometry) | 3141003A | Anti-Human CD196/CCR6 | G034E3 | 141Pr | Human, African Green, Baboon, Cynomolgus Macaque, Rhesus Macaque | 50 Tests | <a href="https://fluidigm.my.salesforce.com/sfc/p/700000009DAw/a/4u0000019ho7/o2t0TTlLlbU1Lp215f0KMHLUSEvzO8kthRF5wU6HslI" target="_blank">PRD009-3141003A</a> | <a href="https://fluidigm.my.salesforce.com/sfc/p/700000009DAw/a/4u000001870w/XU6eX2YZtdejnAfGRls.mPHhJTPvhOp30R18ZV_Asw4" target="_blank">MSDS-3000000X</a> | various | Maxpar
CyTOF (Cytometry) | 3141003C | Anti-Human CD196/CCR6 | G034E3 | 141Pr | Human, African Green, Baboon, Cynomolgus Macaque, Rhesus Macaque | 25 Tests | <a href="https://fluidigm.my.salesforce.com/sfc/p/700000009DAw/a/4u0000019ho7/o2t0TTlLlbU1Lp215f0KMHLUSEvzO8kthRF5wU6HslI" target="_blank">PRD009-3141003B</a> | <a href="https://fluidigm.my.salesforce.com/sfc/p/700000009DAw/a/4u000001870w/XU6eX2YZtdejnAfGRls.mPHhJTPvhOp30R18ZV_Asw4" target="_blank">MSDS-3000000X</a> | various | Maxpar
CyTOF (Cytometry) | 3141004B | Anti-Human CD49D | 9F10 | 141Pr | Human, Cynomolgus Macaque, Rhesus Macaque, African Green, Baboon, Cat, Cow, Chimpanzee, Common Marmoset, Dog, Horse, Sheep, Squirrel Monkey | 100 Tests | <a href="https://fluidigm.my.salesforce.com/sfc/p/700000009DAw/a/4u0000019hoC/CBtOaNW0BdHq_0fqbe6KvrPKl.9K6OaiVvDZQfGh9eQ" target="_blank">PRD009-3141004B</a> | <a href="https://fluidigm.my.salesforce.com/sfc/p/700000009DAw/a/4u000001870w/XU6eX2YZtdejnAfGRls.mPHhJTPvhOp30R18ZV_Asw4" target="_blank">MSDS-3000000X</a> | various | Maxpar
CyTOF (Cytometry) | 3141004C | Anti-Human CD49D | 9F10 | 141Pr | Human, Cynomolgus Macaque, Rhesus Macaque, African Green, Baboon, Cat, Cow, Chimpanzee, Common Marmoset, Dog, Horse, Sheep, Squirrel Monkey | 25 Tests | <a href="https://fluidigm.my.salesforce.com/sfc/p/700000009DAw/a/4u0000019hoC/CBtOaNW0BdHq_0fqbe6KvrPKl.9K6OaiVvDZQfGh9eQ" target="_blank">PRD009-3141004B</a> | <a href="https://fluidigm.my.salesforce.com/sfc/p/700000009DAw/a/4u000001870w/XU6eX2YZtdejnAfGRls.mPHhJTPvhOp30R18ZV_Asw4" target="_blank">MSDS-3000000X</a> | various | Maxpar
CyTOF (Cytometry) | 3141005B | Anti-Mouse Gr-1 / Ly-6G/C | RB6-8C5 | 141Pr | Mouse | 100 Tests | <a href="https://fluidigm.my.salesforce.com/sfc/p/700000009DAw/a/4u0000019hoH/4z6XiKdYHC1m8L.tho6owzELpCVq4GRPRZWIko6.SfU" target="_blank">PRD009-3141005B</a> | <a href="https://fluidigm.my.salesforce.com/sfc/p/700000009DAw/a/4u000001870w/XU6eX2YZtdejnAfGRls.mPHhJTPvhOp30R18ZV_Asw4" target="_blank">MSDS-3000000X</a> | various | Maxpar
CyTOF (Cytometry) | 3141005C | Anti-Mouse Gr-1 / Ly-6G/C | RB6-8C5 | 141Pr | Mouse | 25 Tests | <a href="https://fluidigm.my.salesforce.com/sfc/p/700000009DAw/a/4u0000019hoH/4z6XiKdYHC1m8L.tho6owzELpCVq4GRPRZWIko6.SfU" target="_blank">PRD009-3141005B</a> | <a href="https://fluidigm.my.salesforce.com/sfc/p/700000009DAw/a/4u000001870w/XU6eX2YZtdejnAfGRls.mPHhJTPvhOp30R18ZV_Asw4" target="_blank">MSDS-3000000X</a> | various | Maxpar
CyTOF (Cytometry) | 3141006B | Anti-Human CD326/EpCAM | 9C4 | 141Pr | Human | 100 Tests | <a href="https://fluidigm.my.salesforce.com/sfc/p/700000009DAw/a/4u0000019hoD/ehl.DfqxmIUk4mjKrlH.CMoOg9XWR0nZ54P2DEcIyq0" target="_blank">PRD009-3141006B</a> | <a href="https://fluidigm.my.salesforce.com/sfc/p/700000009DAw/a/4u000001870w/XU6eX2YZtdejnAfGRls.mPHhJTPvhOp30R18ZV_Asw4" target="_blank">MSDS-3000000X</a> | various | Maxpar
CyTOF (Cytometry) | 3141006C | Anti-Human CD326/EpCAM | 9C4 | 141Pr | Human | 25 Tests | <a href="https://fluidigm.my.salesforce.com/sfc/p/700000009DAw/a/4u0000019hoD/ehl.DfqxmIUk4mjKrlH.CMoOg9XWR0nZ54P2DEcIyq0" target="_blank">PRD009-3141006B</a> | <a href="https://fluidigm.my.salesforce.com/sfc/p/700000009DAw/a/4u000001870w/XU6eX2YZtdejnAfGRls.mPHhJTPvhOp30R18ZV_Asw4" target="_blank">MSDS-3000000X</a> | various | Maxpar
CyTOF (Cytometry) | 3141008B | Anti-Mouse Ly-6G | 1A8 | 141Pr | Mouse | 100 Tests | <a href="https://fluidigm.my.salesforce.com/sfc/p/700000009DAw/a/4u0000019hoM/Bgz1GwvLZZLdFwkY8_oRy_ok8SNlfXnXsaWyzRBa65Y" target="_blank">PRD009-3141008B</a> | <a href="https://fluidigm.my.salesforce.com/sfc/p/700000009DAw/a/4u000001870w/XU6eX2YZtdejnAfGRls.mPHhJTPvhOp30R18ZV_Asw4" target="_blank">MSDS-3000000X</a> | various | Maxpar
CyTOF (Cytometry) | 3141008C | Anti-Mouse Ly-6G | 1A8 | 141Pr | Mouse | 25 Tests | <a href="https://fluidigm.my.salesforce.com/sfc/p/700000009DAw/a/4u0000019hoM/Bgz1GwvLZZLdFwkY8_oRy_ok8SNlfXnXsaWyzRBa65Y" target="_blank">PRD009-3141008B</a> | <a href="https://fluidigm.my.salesforce.com/sfc/p/700000009DAw/a/4u000001870w/XU6eX2YZtdejnAfGRls.mPHhJTPvhOp30R18ZV_Asw4" target="_blank">MSDS-3000000X</a> | various | Maxpar
CyTOF (Cytometry) | 3141009B | Anti-Human CD45 | HI30 | 141Pr | Human, Chimpanzee | 100 Tests | <a href="https://fluidigm.my.salesforce.com/sfc/p/700000009DAw/a/4u0000019hoR/EWeQwgDu5.CBeOFCcqKP9OpFd5ixSYreQtahFWwJBjk" target="_blank">PRD009-3141009B</a> | <a href="https://fluidigm.my.salesforce.com/sfc/p/700000009DAw/a/4u000001870w/XU6eX2YZtdejnAfGRls.mPHhJTPvhOp30R18ZV_Asw4" target="_blank">MSDS-3000000X</a> | various | Maxpar
CyTOF (Cytometry) | 3141009C | Anti-Human CD45 | HI30 | 141Pr | Human, Chimpanzee | 25 Tests | <a href="https://fluidigm.my.salesforce.com/sfc/p/700000009DAw/a/4u0000019hoR/EWeQwgDu5.CBeOFCcqKP9OpFd5ixSYreQtahFWwJBjk" target="_blank">PRD009-3141009B</a> | <a href="https://fluidigm.my.salesforce.com/sfc/p/700000009DAw/a/4u000001870w/XU6eX2YZtdejnAfGRls.mPHhJTPvhOp30R18ZV_Asw4" target="_blank">MSDS-3000000X</a> | various | Maxpar
CyTOF (Cytometry) | 3141010B | Anti-Human HLA-A,B,C | W6/32 | 141Pr | Human, African Green, Baboon, Cat (Feline), Cattle (Bovine, Cow), Chimpanzee, Cynomolgus, Rhesus | 100 Tests | <a href="https://fluidigm.my.salesforce.com/sfc/p/700000009DAw/a/4u0000019hoW/34pD2ymufnsZxPE_DrhISuwE3mJGONTTA3vH4eG9bE0" target="_blank">PRD009-3141010B</a> | <a href="https://fluidigm.my.salesforce.com/sfc/p/700000009DAw/a/4u000001870w/XU6eX2YZtdejnAfGRls.mPHhJTPvhOp30R18ZV_Asw4" target="_blank">MSDS-3000000X</a> | various | Maxpar
CyTOF (Cytometry) | 3141010C | Anti-Human HLA-A,B,C | W6/32 | 141Pr | Human, African Green, Baboon, Cat (Feline), Cattle (Bovine, Cow), Chimpanzee, Cynomolgus, Rhesus | 25 Tests | <a href="https://fluidigm.my.salesforce.com/sfc/p/700000009DAw/a/4u0000019hoW/34pD2ymufnsZxPE_DrhISuwE3mJGONTTA3vH4eG9bE0" target="_blank">PRD009-3141010B</a> | <a href="https://fluidigm.my.salesforce.com/sfc/p/700000009DAw/a/4u000001870w/XU6eX2YZtdejnAfGRls.mPHhJTPvhOp30R18ZV_Asw4" target="_blank">MSDS-3000000X</a> | various | Maxpar
CyTOF (Cytometry) | 3141013B | Anti-Mouse TNFα | MP6-XT22 | 141Pr | Mouse | 100 Tests | <a href="https://fluidigm.my.salesforce.com/sfc/p/700000009DAw/a/4u0000019hob/9MWppVjOFGlD11xqiJMwDLU6_j1MW_abMDOZkMmj3vE" target="_blank">PRD009-3141013B</a> | <a href="https://fluidigm.my.salesforce.com/sfc/p/700000009DAw/a/4u000001870w/XU6eX2YZtdejnAfGRls.mPHhJTPvhOp30R18ZV_Asw4" target="_blank">MSDS-3000000X</a> | various | Maxpar
CyTOF (Cytometry) | 3141013C | Anti-Mouse TNFα | MP6-XT22 | 141Pr | Mouse | 25 Tests | <a href="https://fluidigm.my.salesforce.com/sfc/p/700000009DAw/a/4u0000019hob/9MWppVjOFGlD11xqiJMwDLU6_j1MW_abMDOZkMmj3vE" target="_blank">PRD009-3141013B</a> | <a href="https://fluidigm.my.salesforce.com/sfc/p/700000009DAw/a/4u000001870w/XU6eX2YZtdejnAfGRls.mPHhJTPvhOp30R18ZV_Asw4" target="_blank">MSDS-3000000X</a> | various | Maxpar
CyTOF (Cytometry) | 3141014A | Anti-Human CD196/CCR6 | 11A9 | 141Pr | Human,Rhesus, Cynomolgus, Baboon | 50 Tests | <a href="https://fluidigm.my.salesforce.com/sfc/p/700000009DAw/a/4u0000019hog/1ffm2XMQrKmNC228LiGGDUlhlx567pOi0M0ow7lzvQ4" target="_blank">PRD009-3141014A</a> | <a href="https://fluidigm.my.salesforce.com/sfc/p/700000009DAw/a/4u000001870w/XU6eX2YZtdejnAfGRls.mPHhJTPvhOp30R18ZV_Asw4" target="_blank">MSDS-3000000X</a> | various | Maxpar
CyTOF (Cytometry) | 3141014C | Anti-Human CD196/CCR6 | 11A9 | 141Pr | Human,Rhesus, Cynomolgus, Baboon | 25 Tests | <a href="https://fluidigm.my.salesforce.com/sfc/p/700000009DAw/a/4u0000019hog/1ffm2XMQrKmNC228LiGGDUlhlx567pOi0M0ow7lzvQ4" target="_blank">PRD009-3141014B</a> | <a href="https://fluidigm.my.salesforce.com/sfc/p/700000009DAw/a/4u000001870w/XU6eX2YZtdejnAfGRls.mPHhJTPvhOp30R18ZV_Asw4" target="_blank">MSDS-3000000X</a> | various | Maxpar
CyTOF (Cytometry) | 3141016B | Anti-Mouse CD146 | ME-9F1 | 141Pr | Mouse | 100 Tests | <a href="https://fluidigm.my.salesforce.com/sfc/p/700000009DAw/a/4u0000019hoh/zLAJ4J2ghebQzgBYw2VvMi7PtJO.w_0BNwCCDMhlyYk" target="_blank">PRD009-3141016B</a> | <a href="https://fluidigm.my.salesforce.com/sfc/p/700000009DAw/a/4u000001870w/XU6eX2YZtdejnAfGRls.mPHhJTPvhOp30R18ZV_Asw4" target="_blank">MSDS-3000000X</a> | various | Maxpar
CyTOF (Cytometry) | 3141016C | Anti-Mouse CD146 | ME-9F1 | 141Pr | Mouse | 25 Tests | <a href="https://fluidigm.my.salesforce.com/sfc/p/700000009DAw/a/4u0000019hoh/zLAJ4J2ghebQzgBYw2VvMi7PtJO.w_0BNwCCDMhlyYk" target="_blank">PRD009-3141016B</a> | <a href="https://fluidigm.my.salesforce.com/sfc/p/700000009DAw/a/4u000001870w/XU6eX2YZtdejnAfGRls.mPHhJTPvhOp30R18ZV_Asw4" target="_blank">MSDS-3000000X</a> | various | Maxpar
CyTOF (Cytometry) | 3141019B | Anti-Human CD3 | UCHT1 | 141Pr | Human, Chimpanzee | 100 Tests | <a href="https://fluidigm.my.salesforce.com/sfc/p/700000009DAw/a/4u0000019iht/IvVYWYKXHWg48XLv5ysnuPc9aq7rdz0dwu3UjeCe_1g" target="_blank">PRD009-3141019B</a> | <a href="https://fluidigm.my.salesforce.com/sfc/p/700000009DAw/a/4u000001870w/XU6eX2YZtdejnAfGRls.mPHhJTPvhOp30R18ZV_Asw4" target="_blank">MSDS-3000000X</a> | various | Maxpar
CyTOF (Cytometry) | 3141019C | Anti-Human CD3 | UCHT1 | 141Pr | Human, Chimpanzee | 25 Tests | <a href="https://fluidigm.my.salesforce.com/sfc/p/700000009DAw/a/4u0000019iht/IvVYWYKXHWg48XLv5ysnuPc9aq7rdz0dwu3UjeCe_1g" target="_blank">PRD009-3141019B</a> | <a href="https://fluidigm.my.salesforce.com/sfc/p/700000009DAw/a/4u000001870w/XU6eX2YZtdejnAfGRls.mPHhJTPvhOp30R18ZV_Asw4" target="_blank">MSDS-3000000X</a> | various | Maxpar
CyTOF (Cytometry) | 3142001B | Anti-Human CD19 | HIB19 | 142Nd | Human, Chimpanzee | 100 Tests | <a href="https://fluidigm.my.salesforce.com/sfc/p/700000009DAw/a/4u0000019hol/MnuOk38cW2Rz.BX4ecaH_7oHgLCTnYNKErtSvq5eR4c" target="_blank">PRD009-3142001B</a> | <a href="https://fluidigm.my.salesforce.com/sfc/p/700000009DAw/a/4u000001870w/XU6eX2YZtdejnAfGRls.mPHhJTPvhOp30R18ZV_Asw4" target="_blank">MSDS-3000000X</a> | various | Maxpar
CyTOF (Cytometry) | 3142001C | Anti-Human CD19 | HIB19 | 142Nd | Human, Chimpanzee | 25 Tests | <a href="https://fluidigm.my.salesforce.com/sfc/p/700000009DAw/a/4u0000019hol/MnuOk38cW2Rz.BX4ecaH_7oHgLCTnYNKErtSvq5eR4c" target="_blank">PRD009-3142001B</a> | <a href="https://fluidigm.my.salesforce.com/sfc/p/700000009DAw/a/4u000001870w/XU6eX2YZtdejnAfGRls.mPHhJTPvhOp30R18ZV_Asw4" target="_blank">MSDS-3000000X</a> | various | Maxpar
CyTOF (Cytometry) | 3142002B | Anti-Human IL-4 | MP4-25D2 | 142Nd | Human, Pig, Rhesus Macaque | 100 Tests | <a href="https://fluidigm.my.salesforce.com/sfc/p/700000009DAw/a/4u0000019hoq/D3OskLLf8MvfymzGhR7EA46Eyzw829XDR_IQOGnKZ.g" target="_blank">PRD009-3142002B</a> | <a href="https://fluidigm.my.salesforce.com/sfc/p/700000009DAw/a/4u000001870w/XU6eX2YZtdejnAfGRls.mPHhJTPvhOp30R18ZV_Asw4" target="_blank">MSDS-3000000X</a> | various | Maxpar
CyTOF (Cytometry) | 3142002C | Anti-Human IL-4 | MP4-25D2 | 142Nd | Human, Pig, Rhesus Macaque | 25 Tests | <a href="https://fluidigm.my.salesforce.com/sfc/p/700000009DAw/a/4u0000019hoq/D3OskLLf8MvfymzGhR7EA46Eyzw829XDR_IQOGnKZ.g" target="_blank">PRD009-3142002B</a> | <a href="https://fluidigm.my.salesforce.com/sfc/p/700000009DAw/a/4u000001870w/XU6eX2YZtdejnAfGRls.mPHhJTPvhOp30R18ZV_Asw4" target="_blank">MSDS-3000000X</a> | various | Maxpar
CyTOF (Cytometry) | 3142003B | Anti-Mouse CD11c | N418 | 142Nd | Mouse | 100 Tests | <a href="https://fluidigm.my.salesforce.com/sfc/p/700000009DAw/a/4u0000019hov/aX6IpaGSVRNDp3W8gEeQl8fTd5AmVLjTPFjLMhZAmbA" target="_blank">PRD009-3142003B</a> | <a href="https://fluidigm.my.salesforce.com/sfc/p/700000009DAw/a/4u000001870w/XU6eX2YZtdejnAfGRls.mPHhJTPvhOp30R18ZV_Asw4" target="_blank">MSDS-3000000X</a> | various | Maxpar
CyTOF (Cytometry) | 3142003C | Anti-Mouse CD11c | N418 | 142Nd | Mouse | 25 Tests | <a href="https://fluidigm.my.salesforce.com/sfc/p/700000009DAw/a/4u0000019hov/aX6IpaGSVRNDp3W8gEeQl8fTd5AmVLjTPFjLMhZAmbA" target="_blank">PRD009-3142003B</a> | <a href="https://fluidigm.my.salesforce.com/sfc/p/700000009DAw/a/4u000001870w/XU6eX2YZtdejnAfGRls.mPHhJTPvhOp30R18ZV_Asw4" target="_blank">MSDS-3000000X</a> | various | Maxpar
CyTOF (Cytometry) | 3142004A | Anti-Cleaved Caspase 3 | D3E9 | 142Nd | Human, Rat, Mouse, Cow, Pig, Monkey, Dog | 50 Tests | <a href="https://fluidigm.my.salesforce.com/sfc/p/700000009DAw/a/4u0000019hoN/2kXK2AuBbzsaBpPIvl8Pubz4bTlRIGPRl1r0cozs1nU" target="_blank">PRD009-3142004A</a> | <a href="https://fluidigm.my.salesforce.com/sfc/p/700000009DAw/a/4u000001870w/XU6eX2YZtdejnAfGRls.mPHhJTPvhOp30R18ZV_Asw4" target="_blank">MSDS-3000000X</a> | various | Maxpar
CyTOF (Cytometry) | 3142004C | Anti-Cleaved Caspase 3 | D3E9 | 142Nd | Human, Rat, Mouse, Cow, Pig, Monkey, Dog | 25 Tests | <a href="https://fluidigm.my.salesforce.com/sfc/p/700000009DAw/a/4u0000019hoN/2kXK2AuBbzsaBpPIvl8Pubz4bTlRIGPRl1r0cozs1nU" target="_blank">PRD009-3142004B</a> | <a href="https://fluidigm.my.salesforce.com/sfc/p/700000009DAw/a/4u000001870w/XU6eX2YZtdejnAfGRls.mPHhJTPvhOp30R18ZV_Asw4" target="_blank">MSDS-3000000X</a> | various | Maxpar
CyTOF (Cytometry) | 3142005B | Anti-Mouse CD39 | 24DMS1 | 142Nd | Mouse | 100 Tests | <a href="https://fluidigm.my.salesforce.com/sfc/p/700000009DAw/a/4u0000019how/XK7YwLE73uh1qjVGBbiSOuJNQ7nvswbalfyKqQsTR4Q" target="_blank">PRD009-3142005B</a> | <a href="https://fluidigm.my.salesforce.com/sfc/p/700000009DAw/a/4u000001870w/XU6eX2YZtdejnAfGRls.mPHhJTPvhOp30R18ZV_Asw4" target="_blank">MSDS-3000000X</a> | various | Maxpar
CyTOF (Cytometry) | 3142005C | Anti-Mouse CD39 | 24DMS1 | 142Nd | Mouse | 25 Tests | <a href="https://fluidigm.my.salesforce.com/sfc/p/700000009DAw/a/4u0000019how/XK7YwLE73uh1qjVGBbiSOuJNQ7nvswbalfyKqQsTR4Q" target="_blank">PRD009-3142005B</a> | <a href="https://fluidigm.my.salesforce.com/sfc/p/700000009DAw/a/4u000001870w/XU6eX2YZtdejnAfGRls.mPHhJTPvhOp30R18ZV_Asw4" target="_blank">MSDS-3000000X</a> | various | Maxpar
CyTOF (Cytometry) | 3142006B | Anti-Human CD11a | HI111 | 142Nd | Human, African Green, Baboon, Bovine, Capuchin monkey, Chimpanzee, Cynomolgus, Dog, Horse Rabbit, Sheep | 100 Tests | <a href="https://fluidigm.my.salesforce.com/sfc/p/700000009DAw/a/4u000000tM5K/CqAmEKZkYt8qdKucrlTB5ABRjaxphMaXej8g8ObRWGk" target="_blank">PRD009-3142006B</a> | <a href="https://fluidigm.my.salesforce.com/sfc/p/700000009DAw/a/4u000001870w/XU6eX2YZtdejnAfGRls.mPHhJTPvhOp30R18ZV_Asw4" target="_blank">MSDS-3000000X</a> | various | Maxpar
CyTOF (Cytometry) | 3142006C | Anti-Human CD11a | HI111 | 142Nd | Human, African Green, Baboon, Bovine, Capuchin monkey, Chimpanzee, Cynomolgus, Dog, Horse Rabbit, Sheep | 25 Tests | <a href="https://fluidigm.my.salesforce.com/sfc/p/700000009DAw/a/4u000000tM5K/CqAmEKZkYt8qdKucrlTB5ABRjaxphMaXej8g8ObRWGk" target="_blank">PRD009-3142006B</a> | <a href="https://fluidigm.my.salesforce.com/sfc/p/700000009DAw/a/4u000001870w/XU6eX2YZtdejnAfGRls.mPHhJTPvhOp30R18ZV_Asw4" target="_blank">MSDS-3000000X</a> | various | Maxpar
CyTOF (Cytometry) | 3142009B | Anti-Human CD181/CXCR1 | 8F1/CXCR1 | 142Nd | Human | 100 Tests | <a href="https://fluidigm.my.salesforce.com/sfc/p/700000009DAw/a/4u0000019hor/5hpEYLtSYRnX00FAvHktWNiT1cg75LKL6S2lJF2qp1k" target="_blank">PRD009-3142009B</a> | <a href="https://fluidigm.my.salesforce.com/sfc/p/700000009DAw/a/4u000001870w/XU6eX2YZtdejnAfGRls.mPHhJTPvhOp30R18ZV_Asw4" target="_blank">MSDS-3000000X</a> | various | Maxpar
CyTOF (Cytometry) | 3142009C | Anti-Human CD181/CXCR1 | 8F1/CXCR1 | 142Nd | Human | 25 Tests | <a href="https://fluidigm.my.salesforce.com/sfc/p/700000009DAw/a/4u0000019hor/5hpEYLtSYRnX00FAvHktWNiT1cg75LKL6S2lJF2qp1k" target="_blank">PRD009-3142009B</a> | <a href="https://fluidigm.my.salesforce.com/sfc/p/700000009DAw/a/4u000001870w/XU6eX2YZtdejnAfGRls.mPHhJTPvhOp30R18ZV_Asw4" target="_blank">MSDS-3000000X</a> | various | Maxpar
CyTOF (Cytometry) | 3142010B | Anti-Human CD40 | 5C3 | 142Nd | Human, Baboon, Chimpanzee, Cynomolgus Macaque, Rhesus Macaque, Squirrel Monkey | 100 Tests | <a href="https://fluidigm.my.salesforce.com/sfc/p/700000009DAw/a/4u0000019hoi/ikPXvPEkbeByvn4q0FbROVZWry6F47vPtYsEPp6G7wE" target="_blank">PRD009-3142010B</a> | <a href="https://fluidigm.my.salesforce.com/sfc/p/700000009DAw/a/4u000001870w/XU6eX2YZtdejnAfGRls.mPHhJTPvhOp30R18ZV_Asw4" target="_blank">MSDS-3000000X</a> | various | Maxpar
CyTOF (Cytometry) | 3142010C | Anti-Human CD40 | 5C3 | 142Nd | Human, Baboon, Chimpanzee, Cynomolgus Macaque, Rhesus Macaque, Squirrel Monkey | 25 Tests | <a href="https://fluidigm.my.salesforce.com/sfc/p/700000009DAw/a/4u0000019hoi/ikPXvPEkbeByvn4q0FbROVZWry6F47vPtYsEPp6G7wE" target="_blank">PRD009-3142010B</a> | <a href="https://fluidigm.my.salesforce.com/sfc/p/700000009DAw/a/4u000001870w/XU6eX2YZtdejnAfGRls.mPHhJTPvhOp30R18ZV_Asw4" target="_blank">MSDS-3000000X</a> | various | Maxpar
CyTOF (Cytometry) | 3142011B | Anti-Human CD151/PETA-3 | 50-6 | 142Nd | Human | 100 Tests | <a href="https://fluidigm.my.salesforce.com/sfc/p/700000009DAw/a/4u0000019hos/5DGxBX0y.dMitIHS6754r6.cuvciGs8rNoGpDxZQn_s" target="_blank">PRD009-3142011B</a> | <a href="https://fluidigm.my.salesforce.com/sfc/p/700000009DAw/a/4u000001870w/XU6eX2YZtdejnAfGRls.mPHhJTPvhOp30R18ZV_Asw4" target="_blank">MSDS-3000000X</a> | various | Maxpar
CyTOF (Cytometry) | 3142011C | Anti-Human CD151/PETA-3 | 50-6 | 142Nd | Human | 25 Tests | <a href="https://fluidigm.my.salesforce.com/sfc/p/700000009DAw/a/4u0000019hos/5DGxBX0y.dMitIHS6754r6.cuvciGs8rNoGpDxZQn_s" target="_blank">PRD009-3142011B</a> | <a href="https://fluidigm.my.salesforce.com/sfc/p/700000009DAw/a/4u000001870w/XU6eX2YZtdejnAfGRls.mPHhJTPvhOp30R18ZV_Asw4" target="_blank">MSDS-3000000X</a> | various | Maxpar
CyTOF (Cytometry) | 3142015B | Anti-Mouse CD185/CXCR5 | L138D7 | 142Nd | Mouse | 100 Tests | <a href="https://fluidigm.my.salesforce.com/sfc/p/#700000009DAw/a/4u0000019hot/JMB5_gLsX68abuGFAtSzVvMA1_CWuwl_kQ2LPCcMjcc" target="_blank">PRD009-3142015B</a> | <a href="https://fluidigm.my.salesforce.com/sfc/p/700000009DAw/a/4u000001870w/XU6eX2YZtdejnAfGRls.mPHhJTPvhOp30R18ZV_Asw4" target="_blank">MSDS-3000000X</a> | various | Maxpar
CyTOF (Cytometry) | 3142015C | Anti-Mouse CD185/CXCR5 | L138D7 | 142Nd | Mouse | 25 Tests | <a href="https://fluidigm.my.salesforce.com/sfc/p/#700000009DAw/a/4u0000019hot/JMB5_gLsX68abuGFAtSzVvMA1_CWuwl_kQ2LPCcMjcc" target="_blank">PRD009-3142015B</a> | <a href="https://fluidigm.my.salesforce.com/sfc/p/700000009DAw/a/4u000001870w/XU6eX2YZtdejnAfGRls.mPHhJTPvhOp30R18ZV_Asw4" target="_blank">MSDS-3000000X</a> | various | Maxpar
CyTOF (Cytometry) | 3142018B | Anti-Human CD134/OX40 | ACT35 | 142Nd | Human, Chimpanzee | 100 Tests | <a href="https://fluidigm.my.salesforce.com/sfc/p/700000009DAw/a/4u000000MzZv/sEsTTLPwb_XNoMdYbBHRz0Kl8c7JP2VbVvsTW7f5kfY" target="_blank">PRD009-3142018B</a> | <a href="https://fluidigm.my.salesforce.com/sfc/p/700000009DAw/a/4u000001870w/XU6eX2YZtdejnAfGRls.mPHhJTPvhOp30R18ZV_Asw4" target="_blank">MSDS-3000000X</a> | various | Maxpar
CyTOF (Cytometry) | 3142018C | Anti-Human CD134/OX40 | ACT35 | 142Nd | Human, Chimpanzee | 25 Tests | <a href="https://fluidigm.my.salesforce.com/sfc/p/700000009DAw/a/4u000000MzZv/sEsTTLPwb_XNoMdYbBHRz0Kl8c7JP2VbVvsTW7f5kfY" target="_blank">PRD009-3142018B</a> | <a href="https://fluidigm.my.salesforce.com/sfc/p/700000009DAw/a/4u000001870w/XU6eX2YZtdejnAfGRls.mPHhJTPvhOp30R18ZV_Asw4" target="_blank">MSDS-3000000X</a> | various | Maxpar
CyTOF (Cytometry) | 3142019B | Anti-Human CD152/CTLA-4 | 14D3 | 142Nd | Human, Rhesus Macaque | 100 Tests | <a href="https://fluidigm.my.salesforce.com/sfc/p/700000009DAw/a/4u000001A23O/yAvegPy_0v2_VrazBPjnksmY4FUlzn1ZwVQIUiR0ktQ" target="_blank">PRD009-3142019B</a> | <a href="https://fluidigm.my.salesforce.com/sfc/p/700000009DAw/a/4u000001870w/XU6eX2YZtdejnAfGRls.mPHhJTPvhOp30R18ZV_Asw4" target="_blank">MSDS-3000000X</a> | various | Maxpar
CyTOF (Cytometry) | 3142019C | Anti-Human CD152/CTLA-4 | 14D3 | 142Nd | Human, Rhesus Macaque | 25 Tests | <a href="https://fluidigm.my.salesforce.com/sfc/p/700000009DAw/a/4u000001A23O/yAvegPy_0v2_VrazBPjnksmY4FUlzn1ZwVQIUiR0ktQ" target="_blank">PRD009-3142019B</a> | <a href="https://fluidigm.my.salesforce.com/sfc/p/700000009DAw/a/4u000001870w/XU6eX2YZtdejnAfGRls.mPHhJTPvhOp30R18ZV_Asw4" target="_blank">MSDS-3000000X</a> | various | Maxpar
CyTOF (Cytometry) | 3142021B | Anti-Human CD8a | SK1 | 142Nd | Human, Cynomolgus Macaque, Rhesus Macaque, African Green, Chimpanzee, Pigtailed Macaque, Sooty Mangabey | 100 Tests | <a href="https://fluidigm.my.salesforce.com/sfc/p/700000009DAw/a/4u000000qQSW/FdG.JnTqRYKsevkMGMWOeD11_ds2C.6JVwmhRW.xqWQ" target="_blank">PRD009-3142021B</a> | <a href="https://fluidigm.my.salesforce.com/sfc/p/700000009DAw/a/4u000001870w/XU6eX2YZtdejnAfGRls.mPHhJTPvhOp30R18ZV_Asw4" target="_blank">MSDS-3000000X</a> | various | Maxpar
CyTOF (Cytometry) | 3142021C | Anti-Human CD8a | SK1 | 142Nd | Human, Cynomolgus Macaque, Rhesus Macaque, African Green, Chimpanzee, Pigtailed Macaque, Sooty Mangabey | 25 Tests | <a href="https://fluidigm.my.salesforce.com/sfc/p/700000009DAw/a/4u000000qQSW/FdG.JnTqRYKsevkMGMWOeD11_ds2C.6JVwmhRW.xqWQ" target="_blank">PRD009-3142021B</a> | <a href="https://fluidigm.my.salesforce.com/sfc/p/700000009DAw/a/4u000001870w/XU6eX2YZtdejnAfGRls.mPHhJTPvhOp30R18ZV_Asw4" target="_blank">MSDS-3000000X</a> | various | Maxpar
CyTOF (Cytometry) | 3143001B | Anti-Human CD117/c-kit | 104D2 | 143Nd | Human, Cynamolgus, Bovine | 100 Tests | <a href="https://fluidigm.my.salesforce.com/sfc/p/700000009DAw/a/4u0000019hox/XrnSMG2.b86vbMf8p2hPS8TRgQo.BbrA75_SiL1MLiI" target="_blank">PRD009-3143001B</a> | <a href="https://fluidigm.my.salesforce.com/sfc/p/700000009DAw/a/4u000001870w/XU6eX2YZtdejnAfGRls.mPHhJTPvhOp30R18ZV_Asw4" target="_blank">MSDS-3000000X</a> | various | Maxpar
CyTOF (Cytometry) | 3143001C | Anti-Human CD117/c-kit | 104D2 | 143Nd | Human, Cynamolgus, Bovine | 25 Tests | <a href="https://fluidigm.my.salesforce.com/sfc/p/700000009DAw/a/4u0000019hox/XrnSMG2.b86vbMf8p2hPS8TRgQo.BbrA75_SiL1MLiI" target="_blank">PRD009-3143001B</a> | <a href="https://fluidigm.my.salesforce.com/sfc/p/700000009DAw/a/4u000001870w/XU6eX2YZtdejnAfGRls.mPHhJTPvhOp30R18ZV_Asw4" target="_blank">MSDS-3000000X</a> | various | Maxpar
CyTOF (Cytometry) | 3143003B | Anti-Human/Mouse IL-5 | TRFK5 | 143Nd | Mouse, Human, Guinea Pig | 100 Tests | <a href="https://fluidigm.my.salesforce.com/sfc/p/700000009DAw/a/4u0000019hp0/dMkzJg0CcXuGsNR2UW0jVa2wo0cGn6BY3hec18_LsRA" target="_blank">PRD009-3143003B</a> | <a href="https://fluidigm.my.salesforce.com/sfc/p/700000009DAw/a/4u000001870w/XU6eX2YZtdejnAfGRls.mPHhJTPvhOp30R18ZV_Asw4" target="_blank">MSDS-3000000X</a> | various | Maxpar
CyTOF (Cytometry) | 3143003C | Anti-Human/Mouse IL-5 | TRFK5 | 143Nd | Mouse, Human, Guinea Pig | 25 Tests | <a href="https://fluidigm.my.salesforce.com/sfc/p/700000009DAw/a/4u0000019hp0/dMkzJg0CcXuGsNR2UW0jVa2wo0cGn6BY3hec18_LsRA" target="_blank">PRD009-3143003B</a> | <a href="https://fluidigm.my.salesforce.com/sfc/p/700000009DAw/a/4u000001870w/XU6eX2YZtdejnAfGRls.mPHhJTPvhOp30R18ZV_Asw4" target="_blank">MSDS-3000000X</a> | various | Maxpar
CyTOF (Cytometry) | 3143004B | Anti-Mouse CD69 | H1.2F3 | 143Nd | Mouse | 100 Tests | <a href="https://fluidigm.my.salesforce.com/sfc/p/700000009DAw/a/4u0000019hp5/waKHr3hO0MpiC0O_HhWVsTjwEheTYDpVr_2_oegyNDo" target="_blank">PRD009-3143004B</a> | <a href="https://fluidigm.my.salesforce.com/sfc/p/700000009DAw/a/4u000001870w/XU6eX2YZtdejnAfGRls.mPHhJTPvhOp30R18ZV_Asw4" target="_blank">MSDS-3000000X</a> | various | Maxpar
CyTOF (Cytometry) | 3143004C | Anti-Mouse CD69 | H1.2F3 | 143Nd | Mouse | 25 Tests | <a href="https://fluidigm.my.salesforce.com/sfc/p/700000009DAw/a/4u0000019hp5/waKHr3hO0MpiC0O_HhWVsTjwEheTYDpVr_2_oegyNDo" target="_blank">PRD009-3143004B</a> | <a href="https://fluidigm.my.salesforce.com/sfc/p/700000009DAw/a/4u000001870w/XU6eX2YZtdejnAfGRls.mPHhJTPvhOp30R18ZV_Asw4" target="_blank">MSDS-3000000X</a> | various | Maxpar
CyTOF (Cytometry) | 3143006B | Anti-Human CD45RA | HI100 | 143Nd | Human, Chimpanzee | 100 Tests | <a href="https://fluidigm.my.salesforce.com/sfc/p/700000009DAw/a/4u0000019hpA/nWPjF2e14.VONymYG1PMdlnwgc4Xdz2UWIVH_KXUmHg" target="_blank">PRD009-3143006B</a> | <a href="https://fluidigm.my.salesforce.com/sfc/p/700000009DAw/a/4u000001870w/XU6eX2YZtdejnAfGRls.mPHhJTPvhOp30R18ZV_Asw4" target="_blank">MSDS-3000000X</a> | various | Maxpar
CyTOF (Cytometry) | 3143006C | Anti-Human CD45RA | HI100 | 143Nd | Human, Chimpanzee | 25 Tests | <a href="https://fluidigm.my.salesforce.com/sfc/p/700000009DAw/a/4u0000019hpA/nWPjF2e14.VONymYG1PMdlnwgc4Xdz2UWIVH_KXUmHg" target="_blank">PRD009-3143006B</a> | <a href="https://fluidigm.my.salesforce.com/sfc/p/700000009DAw/a/4u000001870w/XU6eX2YZtdejnAfGRls.mPHhJTPvhOp30R18ZV_Asw4" target="_blank">MSDS-3000000X</a> | various | Maxpar
CyTOF (Cytometry) | 3143007B | Anti-Human CD5 | UCHT2 | 143Nd | Human, Cross-Reactivity: Chimpanzee, Capuchin Monkey, Common Marmoset | 100 Tests | <a href="https://fluidigm.my.salesforce.com/sfc/p/700000009DAw/a/4u0000019hpB/WJLmFwZDUp504OBmZq2EKVKJk9Evy8iM6uNeHtP2oHw" target="_blank">PRD009-3143007B</a> | <a href="https://fluidigm.my.salesforce.com/sfc/p/700000009DAw/a/4u000001870w/XU6eX2YZtdejnAfGRls.mPHhJTPvhOp30R18ZV_Asw4" target="_blank">MSDS-3000000X</a> | various | Maxpar
CyTOF (Cytometry) | 3143007C | Anti-Human CD5 | UCHT2 | 143Nd | Human, Cross-Reactivity: Chimpanzee, Capuchin Monkey, Common Marmoset | 25 Tests | <a href="https://fluidigm.my.salesforce.com/sfc/p/700000009DAw/a/4u0000019hpB/WJLmFwZDUp504OBmZq2EKVKJk9Evy8iM6uNeHtP2oHw" target="_blank">PRD009-3143007B</a> | <a href="https://fluidigm.my.salesforce.com/sfc/p/700000009DAw/a/4u000001870w/XU6eX2YZtdejnAfGRls.mPHhJTPvhOp30R18ZV_Asw4" target="_blank">MSDS-3000000X</a> | various | Maxpar
CyTOF (Cytometry) | 3143008B | Anti-Biotin | 1D4-C5 | 143Nd | All species | 100 Tests | <a href="https://fluidigm.my.salesforce.com/sfc/p/700000009DAw/a/4u0000019hpC/ae6FVxoUFK1bGtY1K.9MyBc.KX7AbsS6driwAF1ZiQo" target="_blank">PRD009-3143008B</a> | <a href="https://fluidigm.my.salesforce.com/sfc/p/700000009DAw/a/4u000001870w/XU6eX2YZtdejnAfGRls.mPHhJTPvhOp30R18ZV_Asw4" target="_blank">MSDS-3000000X</a> | various | Maxpar
CyTOF (Cytometry) | 3143008C | Anti-Biotin | 1D4-C5 | 143Nd | All species | 25 Tests | <a href="https://fluidigm.my.salesforce.com/sfc/p/700000009DAw/a/4u0000019hpC/ae6FVxoUFK1bGtY1K.9MyBc.KX7AbsS6driwAF1ZiQo" target="_blank">PRD009-3143008B</a> | <a href="https://fluidigm.my.salesforce.com/sfc/p/700000009DAw/a/4u000001870w/XU6eX2YZtdejnAfGRls.mPHhJTPvhOp30R18ZV_Asw4" target="_blank">MSDS-3000000X</a> | various | Maxpar
CyTOF (Cytometry) | 3143009B | Anti-Mouse CD41 | MWReg30 | 143Nd | Mouse | 100 Tests | <a href="https://fluidigm.my.salesforce.com/sfc/p/700000009DAw/a/4u0000019hpF/dkp0w0kl.PP9cMkBEj7IJqDtkExI_bRpjUKVtOApWFQ" target="_blank">PRD009-3143009B</a> | <a href="https://fluidigm.my.salesforce.com/sfc/p/700000009DAw/a/4u000001870w/XU6eX2YZtdejnAfGRls.mPHhJTPvhOp30R18ZV_Asw4" target="_blank">MSDS-3000000X</a> | various | Maxpar
CyTOF (Cytometry) | 3143009C | Anti-Mouse CD41 | MWReg30 | 143Nd | Mouse | 25 Tests | <a href="https://fluidigm.my.salesforce.com/sfc/p/700000009DAw/a/4u0000019hpF/dkp0w0kl.PP9cMkBEj7IJqDtkExI_bRpjUKVtOApWFQ" target="_blank">PRD009-3143009B</a> | <a href="https://fluidigm.my.salesforce.com/sfc/p/700000009DAw/a/4u000001870w/XU6eX2YZtdejnAfGRls.mPHhJTPvhOp30R18ZV_Asw4" target="_blank">MSDS-3000000X</a> | various | Maxpar
CyTOF (Cytometry) | 3143010B | Anti-Mouse TCRβ | H57-597 | 143Nd | Mouse | 100 Tests | <a href="https://fluidigm.my.salesforce.com/sfc/p/700000009DAw/a/4u0000019hpG/sASJMWvjccBEzERETdiPicOFaqy1y9O.NglQSs26ffE" target="_blank">PRD009-3143010B</a> | <a href="https://fluidigm.my.salesforce.com/sfc/p/700000009DAw/a/4u000001870w/XU6eX2YZtdejnAfGRls.mPHhJTPvhOp30R18ZV_Asw4" target="_blank">MSDS-3000000X</a> | various | Maxpar
CyTOF (Cytometry) | 3143010C | Anti-Mouse TCRβ | H57-597 | 143Nd | Mouse | 25 Tests | <a href="https://fluidigm.my.salesforce.com/sfc/p/700000009DAw/a/4u0000019hpG/sASJMWvjccBEzERETdiPicOFaqy1y9O.NglQSs26ffE" target="_blank">PRD009-3143010B</a> | <a href="https://fluidigm.my.salesforce.com/sfc/p/700000009DAw/a/4u000001870w/XU6eX2YZtdejnAfGRls.mPHhJTPvhOp30R18ZV_Asw4" target="_blank">MSDS-3000000X</a> | various | Maxpar
CyTOF (Cytometry) | 3143011A | Anti-Human cleaved PARP | F21-852 | 143Nd | Human, Mouse | 50 Tests | <a href="https://fluidigm.my.salesforce.com/sfc/p/700000009DAw/a/4u0000019hpK/3uOZgZZ1UnEc6NaGQCMSnXa_L.OvwdrAl6m0.1UyWmI" target="_blank">PRD009-3143011A</a> | <a href="https://fluidigm.my.salesforce.com/sfc/p/700000009DAw/a/4u000001870w/XU6eX2YZtdejnAfGRls.mPHhJTPvhOp30R18ZV_Asw4" target="_blank">MSDS-3000000X</a> | various | Maxpar
CyTOF (Cytometry) | 3143011C | Anti-Human cleaved PARP | F21-852 | 143Nd | Human, Mouse | 25 Tests | <a href="https://fluidigm.my.salesforce.com/sfc/p/700000009DAw/a/4u0000019hpK/3uOZgZZ1UnEc6NaGQCMSnXa_L.OvwdrAl6m0.1UyWmI" target="_blank">PRD009-3143011B</a> | <a href="https://fluidigm.my.salesforce.com/sfc/p/700000009DAw/a/4u000001870w/XU6eX2YZtdejnAfGRls.mPHhJTPvhOp30R18ZV_Asw4" target="_blank">MSDS-3000000X</a> | various | Maxpar
CyTOF (Cytometry) | 3143012B | Anti-Human CD127/IL-7Rα | A019D5 | 143Nd | Human, African Green, Baboon, Cynomolgus Macaque, Rhesus Macaque | 100 Tests | <a href="https://fluidigm.my.salesforce.com/sfc/p/700000009DAw/a/4u0000019hpZ/R9uOtiEvTIjgYOhw.KuG3ObCdTk9ZDngWQRmtQkpACE" target="_blank">PRD009-3143012B</a> | <a href="https://fluidigm.my.salesforce.com/sfc/p/700000009DAw/a/4u000001870w/XU6eX2YZtdejnAfGRls.mPHhJTPvhOp30R18ZV_Asw4" target="_blank">MSDS-3000000X</a> | various | Maxpar
CyTOF (Cytometry) | 3143012C | Anti-Human CD127/IL-7Rα | A019D5 | 143Nd | Human, African Green, Baboon, Cynomolgus Macaque, Rhesus Macaque | 25 Tests | <a href="https://fluidigm.my.salesforce.com/sfc/p/700000009DAw/a/4u0000019hpZ/R9uOtiEvTIjgYOhw.KuG3ObCdTk9ZDngWQRmtQkpACE" target="_blank">PRD009-3143012B</a> | <a href="https://fluidigm.my.salesforce.com/sfc/p/700000009DAw/a/4u000001870w/XU6eX2YZtdejnAfGRls.mPHhJTPvhOp30R18ZV_Asw4" target="_blank">MSDS-3000000X</a> | various | Maxpar
CyTOF (Cytometry) | 3143013B | Anti-Human HLA-DR | L243 | 143Nd | Human, Cynomolgus Macaque, Rhesus Macaque, African Green, Baboon, Chimpanzee, Dog, Common Marmoset, Squirrel Monkey, Cotton-Topped Tamarin | 100 Tests | <a href="https://fluidigm.my.salesforce.com/sfc/p/700000009DAw/a/4u0000019hpe/MIVJz4RkigpZk2BpBbcXqUzZJ98tpAv.H8G4lbD_Jj0" target="_blank">PRD009-3143013B</a> | <a href="https://fluidigm.my.salesforce.com/sfc/p/700000009DAw/a/4u000001870w/XU6eX2YZtdejnAfGRls.mPHhJTPvhOp30R18ZV_Asw4" target="_blank">MSDS-3000000X</a> | various | Maxpar
CyTOF (Cytometry) | 3143013C | Anti-Human HLA-DR | L243 | 143Nd | Human, Cynomolgus Macaque, Rhesus Macaque, African Green, Baboon, Chimpanzee, Dog, Common Marmoset, Squirrel Monkey, Cotton-Topped Tamarin | 25 Tests | <a href="https://fluidigm.my.salesforce.com/sfc/p/700000009DAw/a/4u0000019hpe/MIVJz4RkigpZk2BpBbcXqUzZJ98tpAv.H8G4lbD_Jj0" target="_blank">PRD009-3143013B</a> | <a href="https://fluidigm.my.salesforce.com/sfc/p/700000009DAw/a/4u000001870w/XU6eX2YZtdejnAfGRls.mPHhJTPvhOp30R18ZV_Asw4" target="_blank">MSDS-3000000X</a> | various | Maxpar
CyTOF (Cytometry) | 3143014B | Anti-Human CD123/IL-3R | 6H6 | 143Nd | Human, Rhesus Macaque | 100 Tests | <a href="https://fluidigm.my.salesforce.com/sfc/p/700000009DAw/a/4u0000019hpj/3yOpY0WlJkziwqZEgiZjO9QCGJgylg4dAlqNz5c.ujY" target="_blank">PRD009-3143014B</a> | <a href="https://fluidigm.my.salesforce.com/sfc/p/700000009DAw/a/4u000001870w/XU6eX2YZtdejnAfGRls.mPHhJTPvhOp30R18ZV_Asw4" target="_blank">MSDS-3000000X</a> | various | Maxpar
CyTOF (Cytometry) | 3143014C | Anti-Human CD123/IL-3R | 6H6 | 143Nd | Human, Rhesus Macaque | 25 Tests | <a href="https://fluidigm.my.salesforce.com/sfc/p/700000009DAw/a/4u0000019hpj/3yOpY0WlJkziwqZEgiZjO9QCGJgylg4dAlqNz5c.ujY" target="_blank">PRD009-3143014B</a> | <a href="https://fluidigm.my.salesforce.com/sfc/p/700000009DAw/a/4u000001870w/XU6eX2YZtdejnAfGRls.mPHhJTPvhOp30R18ZV_Asw4" target="_blank">MSDS-3000000X</a> | various | Maxpar
CyTOF (Cytometry) | 3143015B | Anti-Mouse CD11b | M1/70 | 143Nd | Mouse, Human, Chimpanzee, Baboon, Cynomolgus Macaque, Rhesus Macaque, Rabbit | 100 Tests | <a href="https://fluidigm.my.salesforce.com/sfc/p/700000009DAw/a/4u0000019hpo/YSAaNC3acvTiZotNc7WpA_kpdPvXwp6NINrVT64KpRY" target="_blank">PRD009-3143015B</a> | <a href="https://fluidigm.my.salesforce.com/sfc/p/700000009DAw/a/4u000001870w/XU6eX2YZtdejnAfGRls.mPHhJTPvhOp30R18ZV_Asw4" target="_blank">MSDS-3000000X</a> | various | Maxpar
CyTOF (Cytometry) | 3143015C | Anti-Mouse CD11b | M1/70 | 143Nd | Mouse, Human, Chimpanzee, Baboon, Cynomolgus Macaque, Rhesus Macaque, Rabbit | 25 Tests | <a href="https://fluidigm.my.salesforce.com/sfc/p/700000009DAw/a/4u0000019hpo/YSAaNC3acvTiZotNc7WpA_kpdPvXwp6NINrVT64KpRY" target="_blank">PRD009-3143015B</a> | <a href="https://fluidigm.my.salesforce.com/sfc/p/700000009DAw/a/4u000001870w/XU6eX2YZtdejnAfGRls.mPHhJTPvhOp30R18ZV_Asw4" target="_blank">MSDS-3000000X</a> | various | Maxpar
CyTOF (Cytometry) | 3143016B | Anti-Human CD325/N-Cadherin | 8C11 | 143Nd | Human | 100 Tests | <a href="https://fluidigm.my.salesforce.com/sfc/p/700000009DAw/a/4u0000019hpt/H7WtwfCSvJccwmMeYosnzbpmvZNmQ8ews3iMPMYNKzo" target="_blank">PRD009-3143016B</a> | <a href="https://fluidigm.my.salesforce.com/sfc/p/700000009DAw/a/4u000001870w/XU6eX2YZtdejnAfGRls.mPHhJTPvhOp30R18ZV_Asw4" target="_blank">MSDS-3000000X</a> | various | Maxpar
CyTOF (Cytometry) | 3143016C | Anti-Human CD325/N-Cadherin | 8C11 | 143Nd | Human | 25 Tests | <a href="https://fluidigm.my.salesforce.com/sfc/p/700000009DAw/a/4u0000019hpt/H7WtwfCSvJccwmMeYosnzbpmvZNmQ8ews3iMPMYNKzo" target="_blank">PRD009-3143016B</a> | <a href="https://fluidigm.my.salesforce.com/sfc/p/700000009DAw/a/4u000001870w/XU6eX2YZtdejnAfGRls.mPHhJTPvhOp30R18ZV_Asw4" target="_blank">MSDS-3000000X</a> | various | Maxpar
CyTOF (Cytometry) | 3143017B | Anti-Human CD352 | NT-7 | 143Nd | Human, African Green, Baboon, Cynomolgus | 100 Tests | <a href="https://fluidigm.my.salesforce.com/sfc/p/700000009DAw/a/4u0000019hpk/NRfMpVRl8ubJ0vnsVJVNBstTdN28Q4rR35jlAP.4k5w" target="_blank">PRD009-3143017B</a> | <a href="https://fluidigm.my.salesforce.com/sfc/p/700000009DAw/a/4u000001870w/XU6eX2YZtdejnAfGRls.mPHhJTPvhOp30R18ZV_Asw4" target="_blank">MSDS-3000000X</a> | various | Maxpar
CyTOF (Cytometry) | 3143017C | Anti-Human CD352 | NT-7 | 143Nd | Human, African Green, Baboon, Cynomolgus | 25 Tests | <a href="https://fluidigm.my.salesforce.com/sfc/p/700000009DAw/a/4u0000019hpk/NRfMpVRl8ubJ0vnsVJVNBstTdN28Q4rR35jlAP.4k5w" target="_blank">PRD009-3143017B</a> | <a href="https://fluidigm.my.salesforce.com/sfc/p/700000009DAw/a/4u000001870w/XU6eX2YZtdejnAfGRls.mPHhJTPvhOp30R18ZV_Asw4" target="_blank">MSDS-3000000X</a> | various | Maxpar
CyTOF (Cytometry) | 3143018A | Anti-Human p53 | 7F5 | 143Nd | Human, Monkey | 50 Tests | <a href="https://fluidigm.my.salesforce.com/sfc/p/700000009DAw/a/4u0000019hpl/fh9HrTXRrmrfsWI0.sx38_csGL9A5psHFzPIN5w.mu4" target="_blank">PRD009-3143018A</a> | <a href="https://fluidigm.my.salesforce.com/sfc/p/700000009DAw/a/4u000001870w/XU6eX2YZtdejnAfGRls.mPHhJTPvhOp30R18ZV_Asw4" target="_blank">MSDS-3000000X</a> | various | Maxpar
CyTOF (Cytometry) | 3143018C | Anti-Human p53 | 7F5 | 143Nd | Human, Monkey | 25 Tests | <a href="https://fluidigm.my.salesforce.com/sfc/p/700000009DAw/a/4u0000019hpl/fh9HrTXRrmrfsWI0.sx38_csGL9A5psHFzPIN5w.mu4" target="_blank">PRD009-3143018B</a> | <a href="https://fluidigm.my.salesforce.com/sfc/p/700000009DAw/a/4u000001870w/XU6eX2YZtdejnAfGRls.mPHhJTPvhOp30R18ZV_Asw4" target="_blank">MSDS-3000000X</a> | various | Maxpar
CyTOF (Cytometry) | 3143019B | Anti-Mouse CD357/GITR | DTA1 | 143Nd | Mouse | 100 Tests | <a href="https://fluidigm.my.salesforce.com/sfc/p/700000009DAw/a/4u0000019hpp/g29arZ4OTzgrIzwlRuML_hhgFf1sp_2u.QKb5Huez2I" target="_blank">PRD009-3143019B</a> | <a href="https://fluidigm.my.salesforce.com/sfc/p/700000009DAw/a/4u000001870w/XU6eX2YZtdejnAfGRls.mPHhJTPvhOp30R18ZV_Asw4" target="_blank">MSDS-3000000X</a> | various | Maxpar
CyTOF (Cytometry) | 3143019C | Anti-Mouse CD357/GITR | DTA1 | 143Nd | Mouse | 25 Tests | <a href="https://fluidigm.my.salesforce.com/sfc/p/700000009DAw/a/4u0000019hpp/g29arZ4OTzgrIzwlRuML_hhgFf1sp_2u.QKb5Huez2I" target="_blank">PRD009-3143019B</a> | <a href="https://fluidigm.my.salesforce.com/sfc/p/700000009DAw/a/4u000001870w/XU6eX2YZtdejnAfGRls.mPHhJTPvhOp30R18ZV_Asw4" target="_blank">MSDS-3000000X</a> | various | Maxpar
CyTOF (Cytometry) | 3143022B | Anti-GFAP | GA5 | 143Nd | Human, Mouse, Chicken, Pig, Rabbit, Rat | 100 Tests | <a href="https://fluidigm.my.salesforce.com/sfc/p/700000009DAw/a/4u0000019hpq/50DEngknHvZoCB35Cr6R2DLZLpyir3TD7wv08F21Nfg" target="_blank">PRD009-3143022B</a> | <a href="https://fluidigm.my.salesforce.com/sfc/p/700000009DAw/a/4u000001870w/XU6eX2YZtdejnAfGRls.mPHhJTPvhOp30R18ZV_Asw4" target="_blank">MSDS-3000000X</a> | various | Maxpar
CyTOF (Cytometry) | 3143022C | Anti-GFAP | GA5 | 143Nd | Human, Mouse, Chicken, Pig, Rabbit, Rat | 25 Tests | <a href="https://fluidigm.my.salesforce.com/sfc/p/700000009DAw/a/4u0000019hpq/50DEngknHvZoCB35Cr6R2DLZLpyir3TD7wv08F21Nfg" target="_blank">PRD009-3143022B</a> | <a href="https://fluidigm.my.salesforce.com/sfc/p/700000009DAw/a/4u000001870w/XU6eX2YZtdejnAfGRls.mPHhJTPvhOp30R18ZV_Asw4" target="_blank">MSDS-3000000X</a> | various | Maxpar
CyTOF (Cytometry) | 3143024B | Anti-Human IKZF1/Ikaros | 16B5C71 | 143Nd | Human | 100 Tests | <a href="https://fluidigm.my.salesforce.com/sfc/p/700000009DAw/a/4u0000019hpm/RpP12UxN72jLBSJDaMdafMIGrzFFQ2w1ufx_UlaGvXM" target="_blank">PRD009-3143024B</a> | <a href="https://fluidigm.my.salesforce.com/sfc/p/700000009DAw/a/4u000001870w/XU6eX2YZtdejnAfGRls.mPHhJTPvhOp30R18ZV_Asw4" target="_blank">MSDS-3000000X</a> | various | Maxpar
CyTOF (Cytometry) | 3143024C | Anti-Human IKZF1/Ikaros | 16B5C71 | 143Nd | Human | 25 Tests | <a href="https://fluidigm.my.salesforce.com/sfc/p/700000009DAw/a/4u0000019hpm/RpP12UxN72jLBSJDaMdafMIGrzFFQ2w1ufx_UlaGvXM" target="_blank">PRD009-3143024B</a> | <a href="https://fluidigm.my.salesforce.com/sfc/p/700000009DAw/a/4u000001870w/XU6eX2YZtdejnAfGRls.mPHhJTPvhOp30R18ZV_Asw4" target="_blank">MSDS-3000000X</a> | various | Maxpar
CyTOF (Cytometry) | 3143025B | Anti-CD278/ICOS | C398.4A | 143Nd | Human, Rhesus Macaque, Rat, Mouse, Pig, African Green, Baboon, Cynomolgus Macaque | 100 Tests | <a href="https://fluidigm.my.salesforce.com/sfc/p/700000009DAw/a/4u0000019hpy/mTNdoyLKMwdSDaTRPbOQvpsdkcf0f7x_jijJFOzN3fs" target="_blank">PRD009-3143025B</a> | <a href="https://fluidigm.my.salesforce.com/sfc/p/700000009DAw/a/4u000001870w/XU6eX2YZtdejnAfGRls.mPHhJTPvhOp30R18ZV_Asw4" target="_blank">MSDS-3000000X</a> | various | Maxpar
CyTOF (Cytometry) | 3143025C | Anti-CD278/ICOS | C398.4A | 143Nd | Human, Rhesus Macaque, Rat, Mouse, Pig, African Green, Baboon, Cynomolgus Macaque | 25 Tests | <a href="https://fluidigm.my.salesforce.com/sfc/p/700000009DAw/a/4u0000019hpy/mTNdoyLKMwdSDaTRPbOQvpsdkcf0f7x_jijJFOzN3fs" target="_blank">PRD009-3143025B</a> | <a href="https://fluidigm.my.salesforce.com/sfc/p/700000009DAw/a/4u000001870w/XU6eX2YZtdejnAfGRls.mPHhJTPvhOp30R18ZV_Asw4" target="_blank">MSDS-3000000X</a> | various | Maxpar
CyTOF (Cytometry) | 3144001B | Anti-Human CD11b/Mac-1 | ICRF44 | 144Nd | Human, African Green Monkey, Baboon, Chimpanzee, Common Marmoset, Cynomolgus Macaque, Rhesus Macaque, Pig | 100 Tests | <a href="https://fluidigm.my.salesforce.com/sfc/p/700000009DAw/a/4u0000019hq3/Ud1aFfAkLgWzvD45scfAh1yiutyi8OSDgK2WcZ51tUY" target="_blank">PRD009-3144001B</a> | <a href="https://fluidigm.my.salesforce.com/sfc/p/700000009DAw/a/4u000001870w/XU6eX2YZtdejnAfGRls.mPHhJTPvhOp30R18ZV_Asw4" target="_blank">MSDS-3000000X</a> | various | Maxpar
CyTOF (Cytometry) | 3144001C | Anti-Human CD11b/Mac-1 | ICRF44 | 144Nd | Human, African Green Monkey, Baboon, Chimpanzee, Common Marmoset, Cynomolgus Macaque, Rhesus Macaque, Pig | 25 Tests | <a href="https://fluidigm.my.salesforce.com/sfc/p/700000009DAw/a/4u0000019hq3/Ud1aFfAkLgWzvD45scfAh1yiutyi8OSDgK2WcZ51tUY" target="_blank">PRD009-3144001B</a> | <a href="https://fluidigm.my.salesforce.com/sfc/p/700000009DAw/a/4u000001870w/XU6eX2YZtdejnAfGRls.mPHhJTPvhOp30R18ZV_Asw4" target="_blank">MSDS-3000000X</a> | various | Maxpar
CyTOF (Cytometry) | 3144002B | Anti-Mouse IL-2 | JES6-5H4 | 144Nd | Mouse | 100 Tests | <a href="https://fluidigm.my.salesforce.com/sfc/p/700000009DAw/a/4u0000019hq4/hlzn10SK.qJBzvFCdqU9_xUnXBcwwMYzF.gZzoSERbw" target="_blank">PRD009-3144002B</a> | <a href="https://fluidigm.my.salesforce.com/sfc/p/700000009DAw/a/4u000001870w/XU6eX2YZtdejnAfGRls.mPHhJTPvhOp30R18ZV_Asw4" target="_blank">MSDS-3000000X</a> | various | Maxpar
CyTOF (Cytometry) | 3144002C | Anti-Mouse IL-2 | JES6-5H4 | 144Nd | Mouse | 25 Tests | <a href="https://fluidigm.my.salesforce.com/sfc/p/700000009DAw/a/4u0000019hq4/hlzn10SK.qJBzvFCdqU9_xUnXBcwwMYzF.gZzoSERbw" target="_blank">PRD009-3144002B</a> | <a href="https://fluidigm.my.salesforce.com/sfc/p/700000009DAw/a/4u000001870w/XU6eX2YZtdejnAfGRls.mPHhJTPvhOp30R18ZV_Asw4" target="_blank">MSDS-3000000X</a> | various | Maxpar
CyTOF (Cytometry) | 3144003A | Anti-pTyrosine | Tyr100 | 144Nd | Cross | 50 Tests | <a href="https://fluidigm.my.salesforce.com/sfc/p/700000009DAw/a/4u0000019hq8/493sT8pcGpdH8M6996yfeDmosn_2PZp6sfFrpDdla3E" target="_blank">PRD009-3144003A</a> | <a href="https://fluidigm.my.salesforce.com/sfc/p/700000009DAw/a/4u000001870w/XU6eX2YZtdejnAfGRls.mPHhJTPvhOp30R18ZV_Asw4" target="_blank">MSDS-3000000X</a> | various | Maxpar
CyTOF (Cytometry) | 3144003C | Anti-pTyrosine | Tyr100 | 144Nd | Cross | 25 Tests | <a href="https://fluidigm.my.salesforce.com/sfc/p/700000009DAw/a/4u0000019hq8/493sT8pcGpdH8M6996yfeDmosn_2PZp6sfFrpDdla3E" target="_blank">PRD009-3144003B</a> | <a href="https://fluidigm.my.salesforce.com/sfc/p/700000009DAw/a/4u000001870w/XU6eX2YZtdejnAfGRls.mPHhJTPvhOp30R18ZV_Asw4" target="_blank">MSDS-3000000X</a> | various | Maxpar
CyTOF (Cytometry) | 3144005B | Anti-Human CD72 | 3F3 | 144Nd | Human | 100 Tests | <a href="https://fluidigm.my.salesforce.com/sfc/p/700000009DAw/a/4u0000019hqD/h30UlGKP3NCtdTpcxkSXqY.ydobPrBpL1MG5wfi55bk" target="_blank">PRD009-3144005B</a> | <a href="https://fluidigm.my.salesforce.com/sfc/p/700000009DAw/a/4u000001870w/XU6eX2YZtdejnAfGRls.mPHhJTPvhOp30R18ZV_Asw4" target="_blank">MSDS-3000000X</a> | various | Maxpar
CyTOF (Cytometry) | 3144005C | Anti-Human CD72 | 3F3 | 144Nd | Human | 25 Tests | <a href="https://fluidigm.my.salesforce.com/sfc/p/700000009DAw/a/4u0000019hqD/h30UlGKP3NCtdTpcxkSXqY.ydobPrBpL1MG5wfi55bk" target="_blank">PRD009-3144005B</a> | <a href="https://fluidigm.my.salesforce.com/sfc/p/700000009DAw/a/4u000001870w/XU6eX2YZtdejnAfGRls.mPHhJTPvhOp30R18ZV_Asw4" target="_blank">MSDS-3000000X</a> | various | Maxpar
CyTOF (Cytometry) | 3144006B | Anti-FITC | FIT-22 | 144Nd | Human | 100 Tests | <a href="https://fluidigm.my.salesforce.com/sfc/p/700000009DAw/a/4u0000019hqI/YAGNfvE6G_YPxYdYyMFjzkyg1qwxFuJN3_rsQIf.uYc" target="_blank">PRD009-3144006B</a> | <a href="https://fluidigm.my.salesforce.com/sfc/p/700000009DAw/a/4u000001870w/XU6eX2YZtdejnAfGRls.mPHhJTPvhOp30R18ZV_Asw4" target="_blank">MSDS-3000000X</a> | various | Maxpar
CyTOF (Cytometry) | 3144006C | Anti-FITC | FIT-22 | 144Nd | Human | 25 Tests | <a href="https://fluidigm.my.salesforce.com/sfc/p/700000009DAw/a/4u0000019hqI/YAGNfvE6G_YPxYdYyMFjzkyg1qwxFuJN3_rsQIf.uYc" target="_blank">PRD009-3144006B</a> | <a href="https://fluidigm.my.salesforce.com/sfc/p/700000009DAw/a/4u000001870w/XU6eX2YZtdejnAfGRls.mPHhJTPvhOp30R18ZV_Asw4" target="_blank">MSDS-3000000X</a> | various | Maxpar
CyTOF (Cytometry) | 3144007A | Anti-Human CD195/CCR5 | NP-6G4 | 144Nd | Human | 50 Tests | <a href="https://fluidigm.my.salesforce.com/sfc/p/700000009DAw/a/4u0000019hqJ/P966K._hEvCdUdUYmf0k.DH1N7lzbIFM9L5vz_F50dw" target="_blank">PRD009-3144007A</a> | <a href="https://fluidigm.my.salesforce.com/sfc/p/700000009DAw/a/4u000001870w/XU6eX2YZtdejnAfGRls.mPHhJTPvhOp30R18ZV_Asw4" target="_blank">MSDS-3000000X</a> | various | Maxpar
CyTOF (Cytometry) | 3144007C | Anti-Human CD195/CCR5 | NP-6G4 | 144Nd | Human | 25 Tests | <a href="https://fluidigm.my.salesforce.com/sfc/p/700000009DAw/a/4u0000019hqJ/P966K._hEvCdUdUYmf0k.DH1N7lzbIFM9L5vz_F50dw" target="_blank">PRD009-3144007B</a> | <a href="https://fluidigm.my.salesforce.com/sfc/p/700000009DAw/a/4u000001870w/XU6eX2YZtdejnAfGRls.mPHhJTPvhOp30R18ZV_Asw4" target="_blank">MSDS-3000000X</a> | various | Maxpar
CyTOF (Cytometry) | 3144009B | Anti-Mouse CD16/32 | 93 | 144Nd | Mouse | 100 Tests | <a href="https://fluidigm.my.salesforce.com/sfc/p/700000009DAw/a/4u0000019hqN/mmYKqp1K44K4f0iOAbcw7TqZXJgLg0n7L9uxzrg5MrU" target="_blank">PRD009-3144009B</a> | <a href="https://fluidigm.my.salesforce.com/sfc/p/700000009DAw/a/4u000001870w/XU6eX2YZtdejnAfGRls.mPHhJTPvhOp30R18ZV_Asw4" target="_blank">MSDS-3000000X</a> | various | Maxpar
CyTOF (Cytometry) | 3144009C | Anti-Mouse CD16/32 | 93 | 144Nd | Mouse | 25 Tests | <a href="https://fluidigm.my.salesforce.com/sfc/p/700000009DAw/a/4u0000019hqN/mmYKqp1K44K4f0iOAbcw7TqZXJgLg0n7L9uxzrg5MrU" target="_blank">PRD009-3144009B</a> | <a href="https://fluidigm.my.salesforce.com/sfc/p/700000009DAw/a/4u000001870w/XU6eX2YZtdejnAfGRls.mPHhJTPvhOp30R18ZV_Asw4" target="_blank">MSDS-3000000X</a> | various | Maxpar
CyTOF (Cytometry) | 3144010B | Anti-Human IL-4 | MP4-25D2 | 144Nd | Human, Pig, Rhesus Macaque | 100 Tests | <a href="https://fluidigm.my.salesforce.com/sfc/p/700000009DAw/a/4u0000019hqS/LMhO1b9p5LnyCAO.4NMJHlQFn30xthyVx8xl4PSVSPA" target="_blank">PRD009-3144010B</a> | <a href="https://fluidigm.my.salesforce.com/sfc/p/700000009DAw/a/4u000001870w/XU6eX2YZtdejnAfGRls.mPHhJTPvhOp30R18ZV_Asw4" target="_blank">MSDS-3000000X</a> | various | Maxpar
CyTOF (Cytometry) | 3144010C | Anti-Human IL-4 | MP4-25D2 | 144Nd | Human, Pig, Rhesus Macaque | 25 Tests | <a href="https://fluidigm.my.salesforce.com/sfc/p/#700000009DAw/a/4u0000019hqS/LMhO1b9p5LnyCAO.4NMJHlQFn30xthyVx8xl4PSVSPA" target="_blank">PRD009-3144010B</a> | <a href="https://fluidigm.my.salesforce.com/sfc/p/700000009DAw/a/4u000001870w/XU6eX2YZtdejnAfGRls.mPHhJTPvhOp30R18ZV_Asw4" target="_blank">MSDS-3000000X</a> | various | Maxpar
CyTOF (Cytometry) | 3144011B | Anti-Mouse CD45R/B220 | RA3-6B2 | 144Nd | Human, Mouse, Cat | 100 Tests | <a href="https://fluidigm.my.salesforce.com/sfc/p/700000009DAw/a/4u0000019hqc/0JhybT4g71feALmZRdS0vYsOeNo9uqR9YTtObpWHnIo" target="_blank">PRD009-3144011B</a> | <a href="https://fluidigm.my.salesforce.com/sfc/p/700000009DAw/a/4u000001870w/XU6eX2YZtdejnAfGRls.mPHhJTPvhOp30R18ZV_Asw4" target="_blank">MSDS-3000000X</a> | various | Maxpar
CyTOF (Cytometry) | 3144011C | Anti-Mouse CD45R/B220 | RA3-6B2 | 144Nd | Human, Mouse, Cat | 25 Tests | <a href="https://fluidigm.my.salesforce.com/sfc/p/700000009DAw/a/4u0000019hqc/0JhybT4g71feALmZRdS0vYsOeNo9uqR9YTtObpWHnIo" target="_blank">PRD009-3144011B</a> | <a href="https://fluidigm.my.salesforce.com/sfc/p/700000009DAw/a/4u000001870w/XU6eX2YZtdejnAfGRls.mPHhJTPvhOp30R18ZV_Asw4" target="_blank">MSDS-3000000X</a> | various | Maxpar
CyTOF (Cytometry) | 3144012B | Anti-Mouse CD115 | AFS98 | 144Nd | Mouse | 100 Tests | <a href="https://fluidigm.my.salesforce.com/sfc/p/700000009DAw/a/4u0000019hqh/l1Lfp3emyxFm1NfaprPsBQJ0Iv5Z537aPiJo28gwUzU" target="_blank">PRD009-3144012B</a> | <a href="https://fluidigm.my.salesforce.com/sfc/p/700000009DAw/a/4u000001870w/XU6eX2YZtdejnAfGRls.mPHhJTPvhOp30R18ZV_Asw4" target="_blank">MSDS-3000000X</a> | various | Maxpar
CyTOF (Cytometry) | 3144012C | Anti-Mouse CD115 | AFS98 | 144Nd | Mouse | 25 Tests | <a href="https://fluidigm.my.salesforce.com/sfc/p/700000009DAw/a/4u0000019hqh/l1Lfp3emyxFm1NfaprPsBQJ0Iv5Z537aPiJo28gwUzU" target="_blank">PRD009-3144012B</a> | <a href="https://fluidigm.my.salesforce.com/sfc/p/700000009DAw/a/4u000001870w/XU6eX2YZtdejnAfGRls.mPHhJTPvhOp30R18ZV_Asw4" target="_blank">MSDS-3000000X</a> | various | Maxpar
CyTOF (Cytometry) | 3144014B | Anti-Human CD38 | HIT2 | 144Nd | Human, Chimpanzee, Horse, Cow | 100 Tests | <a href="https://fluidigm.my.salesforce.com/sfc/p/700000009DAw/a/4u0000019hqm/jGAWzUbXtnpFchXvHija6zpz5taBdCEre2aNwrknc0M" target="_blank">PRD009-3144014B</a> | <a href="https://fluidigm.my.salesforce.com/sfc/p/700000009DAw/a/4u000001870w/XU6eX2YZtdejnAfGRls.mPHhJTPvhOp30R18ZV_Asw4" target="_blank">MSDS-3000000X</a> | various | Maxpar
CyTOF (Cytometry) | 3144014C | Anti-Human CD38 | HIT2 | 144Nd | Human, Chimpanzee, Horse, Cow | 25 Tests | <a href="https://fluidigm.my.salesforce.com/sfc/p/700000009DAw/a/4u0000019hqm/jGAWzUbXtnpFchXvHija6zpz5taBdCEre2aNwrknc0M" target="_blank">PRD009-3144014B</a> | <a href="https://fluidigm.my.salesforce.com/sfc/p/700000009DAw/a/4u000001870w/XU6eX2YZtdejnAfGRls.mPHhJTPvhOp30R18ZV_Asw4" target="_blank">MSDS-3000000X</a> | various | Maxpar
CyTOF (Cytometry) | 3144015A | Anti-pPLCγ2 [Y759] | K86-689.37 | 144Nd | Human, Mouse, Rat | 50 Tests | <a href="https://fluidigm.my.salesforce.com/sfc/p/700000009DAw/a/4u0000019hqr/xS3PxOxMHFGXcCQaQdh6IzBC2u2O8QTNG6BVjOxdwk4" target="_blank">PRD009-3144015A</a> | <a href="https://fluidigm.my.salesforce.com/sfc/p/700000009DAw/a/4u000001870w/XU6eX2YZtdejnAfGRls.mPHhJTPvhOp30R18ZV_Asw4" target="_blank">MSDS-3000000X</a> | various | Maxpar
CyTOF (Cytometry) | 3144015C | Anti-pPLCγ2 [Y759] | K86-689.37 | 144Nd | Human, Mouse, Rat | 25 Tests | <a href="https://fluidigm.my.salesforce.com/sfc/p/700000009DAw/a/4u0000019hqr/xS3PxOxMHFGXcCQaQdh6IzBC2u2O8QTNG6BVjOxdwk4" target="_blank">PRD009-3144015A</a> | <a href="https://fluidigm.my.salesforce.com/sfc/p/700000009DAw/a/4u000001870w/XU6eX2YZtdejnAfGRls.mPHhJTPvhOp30R18ZV_Asw4" target="_blank">MSDS-3000000X</a> | various | Maxpar
CyTOF (Cytometry) | 3144016B | Anti-Mouse MHC Class I | 28-14-8 | 144Nd | Mouse | 100 Tests | <a href="https://fluidigm.my.salesforce.com/sfc/p/700000009DAw/a/4u0000019hqi/I8Wpz8eqsGKPxxNnNvwljhIVafbTXCJLRzhIbczNexw" target="_blank">PRD009-3144016B</a> | <a href="https://fluidigm.my.salesforce.com/sfc/p/700000009DAw/a/4u000001870w/XU6eX2YZtdejnAfGRls.mPHhJTPvhOp30R18ZV_Asw4" target="_blank">MSDS-3000000X</a> | various | Maxpar
CyTOF (Cytometry) | 3144016C | Anti-Mouse MHC Class I | 28-14-8 | 144Nd | Mouse | 25 Tests | <a href="https://fluidigm.my.salesforce.com/sfc/p/700000009DAw/a/4u0000019hqi/I8Wpz8eqsGKPxxNnNvwljhIVafbTXCJLRzhIbczNexw" target="_blank">PRD009-3144016B</a> | <a href="https://fluidigm.my.salesforce.com/sfc/p/700000009DAw/a/4u000001870w/XU6eX2YZtdejnAfGRls.mPHhJTPvhOp30R18ZV_Asw4" target="_blank">MSDS-3000000X</a> | various | Maxpar
CyTOF (Cytometry) | 3144017B | Anti-Human HLA-A,B,C | W6/32 | 144Nd | Human, African Green, Baboon, Cat (Feline), Cattle (Bovine, Cow), Chimpanzee, Cynomolgus, Rhesus | 100 Tests | <a href="https://fluidigm.my.salesforce.com/sfc/p/700000009DAw/a/4u0000019hqw/JRAyhRiryRuZeA_PDpKVWHlWA8yP8Os_nCXiYUw8Fus" target="_blank">PRD009-3144017B</a> | <a href="https://fluidigm.my.salesforce.com/sfc/p/700000009DAw/a/4u000001870w/XU6eX2YZtdejnAfGRls.mPHhJTPvhOp30R18ZV_Asw4" target="_blank">MSDS-3000000X</a> | various | Maxpar
CyTOF (Cytometry) | 3144017C | Anti-Human HLA-A,B,C | W6/32 | 144Nd | Human, African Green, Baboon, Cat (Feline), Cattle (Bovine, Cow), Chimpanzee, Cynomolgus, Rhesus | 25 Tests | <a href="https://fluidigm.my.salesforce.com/sfc/p/700000009DAw/a/4u0000019hqw/JRAyhRiryRuZeA_PDpKVWHlWA8yP8Os_nCXiYUw8Fus" target="_blank">PRD009-3144017B</a> | <a href="https://fluidigm.my.salesforce.com/sfc/p/700000009DAw/a/4u000001870w/XU6eX2YZtdejnAfGRls.mPHhJTPvhOp30R18ZV_Asw4" target="_blank">MSDS-3000000X</a> | various | Maxpar
CyTOF (Cytometry) | 3144018B | Anti-Human CD69 | FN50 | 144Nd | Human, African Green, Baboon, Chimpanzee, Cynomolgus Macaque, Pigtailed Macaque, Rhesus Macaque | 100 Tests | <a href="https://fluidigm.my.salesforce.com/sfc/p/700000009DAw/a/4u0000019hr1/uIHnr7wYhEwiAX64o4DRr.pjg04aC2OxVy4hcKPa2Jg" target="_blank">PRD009-3144018B</a> | <a href="https://fluidigm.my.salesforce.com/sfc/p/700000009DAw/a/4u000001870w/XU6eX2YZtdejnAfGRls.mPHhJTPvhOp30R18ZV_Asw4" target="_blank">MSDS-3000000X</a> | various | Maxpar
CyTOF (Cytometry) | 3144018C | Anti-Human CD69 | FN50 | 144Nd | Human, African Green, Baboon, Chimpanzee, Cynomolgus Macaque, Pigtailed Macaque, Rhesus Macaque | 25 Tests | <a href="https://fluidigm.my.salesforce.com/sfc/p/700000009DAw/a/4u0000019hr1/uIHnr7wYhEwiAX64o4DRr.pjg04aC2OxVy4hcKPa2Jg" target="_blank">PRD009-3144018B</a> | <a href="https://fluidigm.my.salesforce.com/sfc/p/700000009DAw/a/4u000001870w/XU6eX2YZtdejnAfGRls.mPHhJTPvhOp30R18ZV_Asw4" target="_blank">MSDS-3000000X</a> | various | Maxpar
CyTOF (Cytometry) | 3144019B | Anti-Human CD15/SSEA-1 | W6D3 | 144Nd | Human | 100 Tests | <a href="https://fluidigm.my.salesforce.com/sfc/p/700000009DAw/a/4u0000019hqx/vYPlQl8SB0EQdwsdrhgZA_QhV.tMcbuZoejxVAf9xhM" target="_blank">PRD009-3144019B</a> | <a href="https://fluidigm.my.salesforce.com/sfc/p/700000009DAw/a/4u000001870w/XU6eX2YZtdejnAfGRls.mPHhJTPvhOp30R18ZV_Asw4" target="_blank">MSDS-3000000X</a> | various | Maxpar
CyTOF (Cytometry) | 3144019C | Anti-Human CD15/SSEA-1 | W6D3 | 144Nd | Human | 25 Tests | <a href="https://fluidigm.my.salesforce.com/sfc/p/700000009DAw/a/4u0000019hqx/vYPlQl8SB0EQdwsdrhgZA_QhV.tMcbuZoejxVAf9xhM" target="_blank">PRD009-3144019B</a> | <a href="https://fluidigm.my.salesforce.com/sfc/p/700000009DAw/a/4u000001870w/XU6eX2YZtdejnAfGRls.mPHhJTPvhOp30R18ZV_Asw4" target="_blank">MSDS-3000000X</a> | various | Maxpar
CyTOF (Cytometry) | 3144020B | Anti-Human CD42b | HIP1 | 144Nd | Human, Chimpanzee | 100 Tests | <a href="https://fluidigm.my.salesforce.com/sfc/p/700000009DAw/a/4u0000019hqd/X6RtNJEIqFaKhOrjtMwd347a.qC09yAwUZb2Mwt_Eu8" target="_blank">PRD009-3144020B</a> | <a href="https://fluidigm.my.salesforce.com/sfc/p/700000009DAw/a/4u000001870w/XU6eX2YZtdejnAfGRls.mPHhJTPvhOp30R18ZV_Asw4" target="_blank">MSDS-3000000X</a> | various | Maxpar
CyTOF (Cytometry) | 3144020C | Anti-Human CD42b | HIP1 | 144Nd | Human, Chimpanzee | 25 Tests | <a href="https://fluidigm.my.salesforce.com/sfc/p/700000009DAw/a/4u0000019hqd/X6RtNJEIqFaKhOrjtMwd347a.qC09yAwUZb2Mwt_Eu8" target="_blank">PRD009-3144020B</a> | <a href="https://fluidigm.my.salesforce.com/sfc/p/700000009DAw/a/4u000001870w/XU6eX2YZtdejnAfGRls.mPHhJTPvhOp30R18ZV_Asw4" target="_blank">MSDS-3000000X</a> | various | Maxpar
CyTOF (Cytometry) | 3144021B | Anti-Human IL-2 | MQ1-17H12 | 144Nd | Human, Feline, Chimpanzee, Bamboo, Cynomolgus, Rhesus, Sooty Mangabey | 100 Tests | <a href="https://fluidigm.my.salesforce.com/sfc/p/700000009DAw/a/4u0000019hr6/2X9Rd8jqiQp8SrxQvM_9tf4SiHUTAMw5uKCKZbCkwYM" target="_blank">PRD009-3144021B</a> | <a href="https://fluidigm.my.salesforce.com/sfc/p/700000009DAw/a/4u000001870w/XU6eX2YZtdejnAfGRls.mPHhJTPvhOp30R18ZV_Asw4" target="_blank">MSDS-3000000X</a> | various | Maxpar
CyTOF (Cytometry) | 3144021C | Anti-Human IL-2 | MQ1-17H12 | 144Nd | Human, Feline, Chimpanzee, Bamboo, Cynomolgus, Rhesus, Sooty Mangabey | 25 Tests | <a href="https://fluidigm.my.salesforce.com/sfc/p/700000009DAw/a/4u0000019hr6/2X9Rd8jqiQp8SrxQvM_9tf4SiHUTAMw5uKCKZbCkwYM" target="_blank">PRD009-3144021B</a> | <a href="https://fluidigm.my.salesforce.com/sfc/p/700000009DAw/a/4u000001870w/XU6eX2YZtdejnAfGRls.mPHhJTPvhOp30R18ZV_Asw4" target="_blank">MSDS-3000000X</a> | various | Maxpar
CyTOF (Cytometry) | 3144022B | Anti-Human CD270/HVEM | 122 | 144Nd | Human, African Green, Baboon, Cynomolgus, Rhesus | 100 Tests | <a href="https://fluidigm.my.salesforce.com/sfc/p/#700000009DAw/a/4u0000019hr7/IQ_yMIsDsygGzM3ktoxyZ6guoBFRpoj3GVaDrFhRJYQ" target="_blank">PRD009-3144022B</a> | <a href="https://fluidigm.my.salesforce.com/sfc/p/700000009DAw/a/4u000001870w/XU6eX2YZtdejnAfGRls.mPHhJTPvhOp30R18ZV_Asw4" target="_blank">MSDS-3000000X</a> | various | Maxpar
CyTOF (Cytometry) | 3144022C | Anti-Human CD270/HVEM | 122 | 144Nd | Human, African Green, Baboon, Cynomolgus, Rhesus | 25 Tests | <a href="https://fluidigm.my.salesforce.com/sfc/p/700000009DAw/a/4u0000019hr7/IQ_yMIsDsygGzM3ktoxyZ6guoBFRpoj3GVaDrFhRJYQ" target="_blank">PRD009-3144022B</a> | <a href="https://fluidigm.my.salesforce.com/sfc/p/700000009DAw/a/4u000001870w/XU6eX2YZtdejnAfGRls.mPHhJTPvhOp30R18ZV_Asw4" target="_blank">MSDS-3000000X</a> | various | Maxpar
CyTOF (Cytometry) | 3144023B | Anti-Human CD31/PECAM-1 | WM59 | 144Nd | Human, African Green, Baboon, Cynomolgus, Rhesus | 100 Tests | <a href="https://fluidigm.my.salesforce.com/sfc/p/700000009DAw/a/4u0000019hrB/yISH7ApovN9Hl4tLVFZG0GeU2DTEaqye8qhM5rt5fjw" target="_blank">PRD009-3144023B</a> | <a href="https://fluidigm.my.salesforce.com/sfc/p/700000009DAw/a/4u000001870w/XU6eX2YZtdejnAfGRls.mPHhJTPvhOp30R18ZV_Asw4" target="_blank">MSDS-3000000X</a> | various | Maxpar
CyTOF (Cytometry) | 3144023C | Anti-Human CD31/PECAM-1 | WM59 | 144Nd | Human, African Green, Baboon, Cynomolgus, Rhesus | 25 Tests | <a href="https://fluidigm.my.salesforce.com/sfc/p/700000009DAw/a/4u0000019hrB/yISH7ApovN9Hl4tLVFZG0GeU2DTEaqye8qhM5rt5fjw" target="_blank">PRD009-3144023B</a> | <a href="https://fluidigm.my.salesforce.com/sfc/p/700000009DAw/a/4u000001870w/XU6eX2YZtdejnAfGRls.mPHhJTPvhOp30R18ZV_Asw4" target="_blank">MSDS-3000000X</a> | various | Maxpar
CyTOF (Cytometry) | 3144029B | Anti-Human CD4 | SK3 | 144Nd | Human | 100 Tests | <a href="https://fluidigm.my.salesforce.com/sfc/p/700000009DAw/a/4u000000qQS7/EhkyxqS2pw0BYzD50sjtYWFRSI8Kt7IbLBbVlOtMj0c" target="_blank">PRD009-3144029B</a> | <a href="https://fluidigm.my.salesforce.com/sfc/p/700000009DAw/a/4u000001870w/XU6eX2YZtdejnAfGRls.mPHhJTPvhOp30R18ZV_Asw4" target="_blank">MSDS-3000000X</a> | various | Maxpar
CyTOF (Cytometry) | 3144029C | Anti-Human CD4 | SK3 | 144Nd | Human | 25 Tests | <a href="https://fluidigm.my.salesforce.com/sfc/p/700000009DAw/a/4u000000qQS7/EhkyxqS2pw0BYzD50sjtYWFRSI8Kt7IbLBbVlOtMj0c" target="_blank">PRD009-3144029B</a> | <a href="https://fluidigm.my.salesforce.com/sfc/p/700000009DAw/a/4u000001870w/XU6eX2YZtdejnAfGRls.mPHhJTPvhOp30R18ZV_Asw4" target="_blank">MSDS-3000000X</a> | various | Maxpar
CyTOF (Cytometry) | 3145001B | Anti-Human CD4 | RPA-T4 | 145Nd | Human, Chimpanzee | 100 Tests | <a href="https://fluidigm.my.salesforce.com/sfc/p/700000009DAw/a/4u0000019hqy/MuV_QkBTayv4wqF4kNBq8a4EaSPUqu5AkO2E4KQ56Fc" target="_blank">PRD009-3145001B</a> | <a href="https://fluidigm.my.salesforce.com/sfc/p/700000009DAw/a/4u000001870w/XU6eX2YZtdejnAfGRls.mPHhJTPvhOp30R18ZV_Asw4" target="_blank">MSDS-3000000X</a> | various | Maxpar
CyTOF (Cytometry) | 3145001C | Anti-Human CD4 | RPA-T4 | 145Nd | Human, Chimpanzee | 25 Tests | <a href="https://fluidigm.my.salesforce.com/sfc/p/700000009DAw/a/4u0000019hqy/MuV_QkBTayv4wqF4kNBq8a4EaSPUqu5AkO2E4KQ56Fc" target="_blank">PRD009-3145001B</a> | <a href="https://fluidigm.my.salesforce.com/sfc/p/700000009DAw/a/4u000001870w/XU6eX2YZtdejnAfGRls.mPHhJTPvhOp30R18ZV_Asw4" target="_blank">MSDS-3000000X</a> | various | Maxpar
CyTOF (Cytometry) | 3145002B | Anti-Mouse CD4 | RM4-5 | 145Nd | Mouse | 100 Tests | <a href="https://fluidigm.my.salesforce.com/sfc/p/700000009DAw/a/4u0000019hrG/CIiTvZd6Eg4WPYkeN3MgSC56fYMhmMI2KJNG4mIDi2o" target="_blank">PRD009-3145002B</a> | <a href="https://fluidigm.my.salesforce.com/sfc/p/700000009DAw/a/4u000001870w/XU6eX2YZtdejnAfGRls.mPHhJTPvhOp30R18ZV_Asw4" target="_blank">MSDS-3000000X</a> | various | Maxpar
CyTOF (Cytometry) | 3145002C | Anti-Mouse CD4 | RM4-5 | 145Nd | Mouse | 25 Tests | <a href="https://fluidigm.my.salesforce.com/sfc/p/700000009DAw/a/4u0000019hrG/CIiTvZd6Eg4WPYkeN3MgSC56fYMhmMI2KJNG4mIDi2o" target="_blank">PRD009-3145002B</a> | <a href="https://fluidigm.my.salesforce.com/sfc/p/700000009DAw/a/4u000001870w/XU6eX2YZtdejnAfGRls.mPHhJTPvhOp30R18ZV_Asw4" target="_blank">MSDS-3000000X</a> | various | Maxpar
CyTOF (Cytometry) | 3145003B | Anti-Human CD138/Syndecan-1 | DL-101 | 145Nd | Human, African Green, Baboon, Cynomolgus | 100 Tests | <a href="https://fluidigm.my.salesforce.com/sfc/p/700000009DAw/a/4u0000019hrL/eTGSR9k1PDkeLHnTDo1geir2V08oWt1WQ2XrSgcGLR8" target="_blank">PRD009-3145003B</a> | <a href="https://fluidigm.my.salesforce.com/sfc/p/700000009DAw/a/4u000001870w/XU6eX2YZtdejnAfGRls.mPHhJTPvhOp30R18ZV_Asw4" target="_blank">MSDS-3000000X</a> | various | Maxpar
CyTOF (Cytometry) | 3145003C | Anti-Human CD138/Syndecan-1 | DL-101 | 145Nd | Human, African Green, Baboon, Cynomolgus | 25 Tests | <a href="https://fluidigm.my.salesforce.com/sfc/p/700000009DAw/a/4u0000019hrL/eTGSR9k1PDkeLHnTDo1geir2V08oWt1WQ2XrSgcGLR8" target="_blank">PRD009-3145003B</a> | <a href="https://fluidigm.my.salesforce.com/sfc/p/700000009DAw/a/4u000001870w/XU6eX2YZtdejnAfGRls.mPHhJTPvhOp30R18ZV_Asw4" target="_blank">MSDS-3000000X</a> | various | Maxpar
CyTOF (Cytometry) | 3145004B | Anti-Human CD31/PECAM-1 | WM59 | 145Nd | Human, African Green, Baboon, Cynomolgus, Rhesus | 100 Tests | <a href="https://fluidigm.my.salesforce.com/sfc/p/700000009DAw/a/4u0000019hr8/F9idYKa.XukDfDbYUlNDDnP7W4E_EDYVct8_BWTZjp4" target="_blank">PRD009-3145004B</a> | <a href="https://fluidigm.my.salesforce.com/sfc/p/700000009DAw/a/4u000001870w/XU6eX2YZtdejnAfGRls.mPHhJTPvhOp30R18ZV_Asw4" target="_blank">MSDS-3000000X</a> | various | Maxpar
CyTOF (Cytometry) | 3145004C | Anti-Human CD31/PECAM-1 | WM59 | 145Nd | Human, African Green, Baboon, Cynomolgus, Rhesus | 25 Tests | <a href="https://fluidigm.my.salesforce.com/sfc/p/700000009DAw/a/4u0000019hr8/F9idYKa.XukDfDbYUlNDDnP7W4E_EDYVct8_BWTZjp4" target="_blank">PRD009-3145004B</a> | <a href="https://fluidigm.my.salesforce.com/sfc/p/700000009DAw/a/4u000001870w/XU6eX2YZtdejnAfGRls.mPHhJTPvhOp30R18ZV_Asw4" target="_blank">MSDS-3000000X</a> | various | Maxpar
CyTOF (Cytometry) | 3145005B | Anti-Mouse CD69 | H1.2F3 | 145Nd | Mouse | 100 Tests | <a href="https://fluidigm.my.salesforce.com/sfc/p/700000009DAw/a/4u0000019hqe/2CGFMxZDUL72PKsfvPyOPS3BMSR1hymmPonEyxusqhg" target="_blank">PRD009-3145005B</a> | <a href="https://fluidigm.my.salesforce.com/sfc/p/700000009DAw/a/4u000001870w/XU6eX2YZtdejnAfGRls.mPHhJTPvhOp30R18ZV_Asw4" target="_blank">MSDS-3000000X</a> | various | Maxpar
CyTOF (Cytometry) | 3145005C | Anti-Mouse CD69 | H1.2F3 | 145Nd | Mouse | 25 Tests | <a href="https://fluidigm.my.salesforce.com/sfc/p/700000009DAw/a/4u0000019hqe/2CGFMxZDUL72PKsfvPyOPS3BMSR1hymmPonEyxusqhg" target="_blank">PRD009-3145005B</a> | <a href="https://fluidigm.my.salesforce.com/sfc/p/700000009DAw/a/4u000001870w/XU6eX2YZtdejnAfGRls.mPHhJTPvhOp30R18ZV_Asw4" target="_blank">MSDS-3000000X</a> | various | Maxpar
CyTOF (Cytometry) | 3145006B | Anti-PE | PE001 | 145Nd | Cross | 100 Tests | <a href="https://fluidigm.my.salesforce.com/sfc/p/700000009DAw/a/4u0000019hrQ/Z6wbEhKa0Qv0Mna5au2plAC3gL7dRFZzkopiNKPI_pw" target="_blank">PRD009-3145006B</a> | <a href="https://fluidigm.my.salesforce.com/sfc/p/700000009DAw/a/4u000001870w/XU6eX2YZtdejnAfGRls.mPHhJTPvhOp30R18ZV_Asw4" target="_blank">MSDS-3000000X</a> | various | Maxpar
CyTOF (Cytometry) | 3145006C | Anti-PE | PE001 | 145Nd | Cross | 25 Tests | <a href="https://fluidigm.my.salesforce.com/sfc/p/700000009DAw/a/4u0000019hrQ/Z6wbEhKa0Qv0Mna5au2plAC3gL7dRFZzkopiNKPI_pw" target="_blank">PRD009-3145006B</a> | <a href="https://fluidigm.my.salesforce.com/sfc/p/700000009DAw/a/4u000001870w/XU6eX2YZtdejnAfGRls.mPHhJTPvhOp30R18ZV_Asw4" target="_blank">MSDS-3000000X</a> | various | Maxpar
CyTOF (Cytometry) | 3145007B | Anti-Human CD81 | 5A6 | 145Nd | Human, African Green, Baboon, Cynomolgus, Rhesus | 100 Tests | <a href="https://fluidigm.my.salesforce.com/sfc/p/700000009DAw/a/4u0000019hrV/ptqegV4p9akbPzGTD4pnvwQ9xynTyNG.LtaYXr1KPvw" target="_blank">PRD009-3145007B</a> | <a href="https://fluidigm.my.salesforce.com/sfc/p/700000009DAw/a/4u000001870w/XU6eX2YZtdejnAfGRls.mPHhJTPvhOp30R18ZV_Asw4" target="_blank">MSDS-3000000X</a> | various | Maxpar
CyTOF (Cytometry) | 3145007C | Anti-Human CD81 | 5A6 | 145Nd | Human, African Green, Baboon, Cynomolgus, Rhesus | 25 Tests | <a href="https://fluidigm.my.salesforce.com/sfc/p/700000009DAw/a/4u0000019hrV/ptqegV4p9akbPzGTD4pnvwQ9xynTyNG.LtaYXr1KPvw" target="_blank">PRD009-3145007B</a> | <a href="https://fluidigm.my.salesforce.com/sfc/p/700000009DAw/a/4u000001870w/XU6eX2YZtdejnAfGRls.mPHhJTPvhOp30R18ZV_Asw4" target="_blank">MSDS-3000000X</a> | various | Maxpar
CyTOF (Cytometry) | 3145008B | Anti-Human CD16 | 3G8 | 145Nd | Human, Cynomolgus Macaque, Rhesus Macaque, African Green, Baboon, Capuchin Monkey, Chimpanzee, Common Marmoset, Pigtailed Macaque, Sooty Mangabey, Squirrel Monkey | 100 Tests | <a href="https://fluidigm.my.salesforce.com/sfc/p/700000009DAw/a/4u0000019hrC/zSnPtOTs_QAZ6h8T_BBL5XcZOwPaTlAG7QHptU2p7hc" target="_blank">PRD009-3145008B</a> | <a href="https://fluidigm.my.salesforce.com/sfc/p/700000009DAw/a/4u000001870w/XU6eX2YZtdejnAfGRls.mPHhJTPvhOp30R18ZV_Asw4" target="_blank">MSDS-3000000X</a> | various | Maxpar
CyTOF (Cytometry) | 3145008C | Anti-Human CD16 | 3G8 | 145Nd | Human, Cynomolgus Macaque, Rhesus Macaque, African Green, Baboon, Capuchin Monkey, Chimpanzee, Common Marmoset, Pigtailed Macaque, Sooty Mangabey, Squirrel Monkey | 25 Tests | <a href="https://fluidigm.my.salesforce.com/sfc/p/700000009DAw/a/4u0000019hrC/zSnPtOTs_QAZ6h8T_BBL5XcZOwPaTlAG7QHptU2p7hc" target="_blank">PRD009-3145008B</a> | <a href="https://fluidigm.my.salesforce.com/sfc/p/700000009DAw/a/4u000001870w/XU6eX2YZtdejnAfGRls.mPHhJTPvhOp30R18ZV_Asw4" target="_blank">MSDS-3000000X</a> | various | Maxpar
CyTOF (Cytometry) | 3145009B | Anti-Human CD45RB | MEM-55 | 145Nd | Human, African Green, Baboon, Cynomolgus, Rhesus | 100 Tests | <a href="https://fluidigm.my.salesforce.com/sfc/p/700000009DAw/a/4u0000019hra/M3Et0UmelaLoR9IE4RANGshBi6afdquF_hDOT15Lzoo" target="_blank">PRD009-3145009B</a> | <a href="https://fluidigm.my.salesforce.com/sfc/p/700000009DAw/a/4u000001870w/XU6eX2YZtdejnAfGRls.mPHhJTPvhOp30R18ZV_Asw4" target="_blank">MSDS-3000000X</a> | various | Maxpar
CyTOF (Cytometry) | 3145009C | Anti-Human CD45RB | MEM-55 | 145Nd | Human, African Green, Baboon, Cynomolgus, Rhesus | 25 Tests | <a href="https://fluidigm.my.salesforce.com/sfc/p/700000009DAw/a/4u0000019hra/M3Et0UmelaLoR9IE4RANGshBi6afdquF_hDOT15Lzoo" target="_blank">PRD009-3145009B</a> | <a href="https://fluidigm.my.salesforce.com/sfc/p/700000009DAw/a/4u000001870w/XU6eX2YZtdejnAfGRls.mPHhJTPvhOp30R18ZV_Asw4" target="_blank">MSDS-3000000X</a> | various | Maxpar
CyTOF (Cytometry) | 3145010B | Anti-Human CD163 | GHI/61 | 145ND | Human, African Green, Cynomolgus, Rhesus | 100 Tests | <a href="https://fluidigm.my.salesforce.com/sfc/p/700000009DAw/a/4u0000019hrf/pw9Na7T46rPvvydlNVkuZ5xasKlPOix2PM2s8_1ySAw" target="_blank">PRD009-3145010B</a> | <a href="https://fluidigm.my.salesforce.com/sfc/p/700000009DAw/a/4u000001870w/XU6eX2YZtdejnAfGRls.mPHhJTPvhOp30R18ZV_Asw4" target="_blank">MSDS-3000000X</a> | various | Maxpar
CyTOF (Cytometry) | 3145010C | Anti-Human CD163 | GHI/61 | 145ND | Human, African Green, Cynomolgus, Rhesus | 25 Tests | <a href="https://fluidigm.my.salesforce.com/sfc/p/700000009DAw/a/4u0000019hrf/pw9Na7T46rPvvydlNVkuZ5xasKlPOix2PM2s8_1ySAw" target="_blank">PRD009-3145010B</a> | <a href="https://fluidigm.my.salesforce.com/sfc/p/700000009DAw/a/4u000001870w/XU6eX2YZtdejnAfGRls.mPHhJTPvhOp30R18ZV_Asw4" target="_blank">MSDS-3000000X</a> | various | Maxpar
CyTOF (Cytometry) | 3145011A | Anti-Human Progesterone Receptor | D8Q2J | 145Nd | Monkey, Human | 50 Tests | <a href="https://fluidigm.my.salesforce.com/sfc/p/700000009DAw/a/4u0000019hrk/C9kmvxuR6bWrZ8x.ZLQYXr3rbimg2VYz2hVDTH.QxOA" target="_blank">PRD009-3145011A</a> | <a href="https://fluidigm.my.salesforce.com/sfc/p/700000009DAw/a/4u000001870w/XU6eX2YZtdejnAfGRls.mPHhJTPvhOp30R18ZV_Asw4" target="_blank">MSDS-3000000X</a> | various | Maxpar
CyTOF (Cytometry) | 3145011C | Anti-Human Progesterone Receptor | D8Q2J | 145Nd | Monkey, Human | 25 Tests | <a href="https://fluidigm.my.salesforce.com/sfc/p/700000009DAw/a/4u0000019hrk/C9kmvxuR6bWrZ8x.ZLQYXr3rbimg2VYz2hVDTH.QxOA" target="_blank">PRD009-3145011B</a> | <a href="https://fluidigm.my.salesforce.com/sfc/p/700000009DAw/a/4u000001870w/XU6eX2YZtdejnAfGRls.mPHhJTPvhOp30R18ZV_Asw4" target="_blank">MSDS-3000000X</a> | various | Maxpar
CyTOF (Cytometry) | 3145012B | Anti-Mouse CD45RB | C363.16A | 145Nd | Mouse | 100 Tests | <a href="https://fluidigm.my.salesforce.com/sfc/p/700000009DAw/a/4u0000019hrl/gjZrLlbW0Gwe2Df7jBYFkwB6QO04pbh4WSnXjXL_M3I" target="_blank">PRD009-3145012B</a> | <a href="https://fluidigm.my.salesforce.com/sfc/p/700000009DAw/a/4u000001870w/XU6eX2YZtdejnAfGRls.mPHhJTPvhOp30R18ZV_Asw4" target="_blank">MSDS-3000000X</a> | various | Maxpar
CyTOF (Cytometry) | 3145012C | Anti-Mouse CD45RB | C363.16A | 145Nd | Mouse | 25 Tests | <a href="https://fluidigm.my.salesforce.com/sfc/p/700000009DAw/a/4u0000019hrl/gjZrLlbW0Gwe2Df7jBYFkwB6QO04pbh4WSnXjXL_M3I" target="_blank">PRD009-3145012B</a> | <a href="https://fluidigm.my.salesforce.com/sfc/p/700000009DAw/a/4u000001870w/XU6eX2YZtdejnAfGRls.mPHhJTPvhOp30R18ZV_Asw4" target="_blank">MSDS-3000000X</a> | various | Maxpar
CyTOF (Cytometry) | 3145013B | Anti-Human CD7 | CD7-6B7 | 145Nd | Human | 100 Tests | <a href="https://fluidigm.my.salesforce.com/sfc/p/700000009DAw/a/4u0000019hrp/QS2PFlz7kx5GsLv_Av9WET3RgFdf4zS8eHJxFoBmm6M" target="_blank">PRD009-3145013B</a> | <a href="https://fluidigm.my.salesforce.com/sfc/p/700000009DAw/a/4u000001870w/XU6eX2YZtdejnAfGRls.mPHhJTPvhOp30R18ZV_Asw4" target="_blank">MSDS-3000000X</a> | various | Maxpar
CyTOF (Cytometry) | 3145013C | Anti-Human CD7 | CD7-6B7 | 145Nd | Human | 25 Tests | <a href="https://fluidigm.my.salesforce.com/sfc/p/700000009DAw/a/4u0000019hrp/QS2PFlz7kx5GsLv_Av9WET3RgFdf4zS8eHJxFoBmm6M" target="_blank">PRD009-3145013B</a> | <a href="https://fluidigm.my.salesforce.com/sfc/p/700000009DAw/a/4u000001870w/XU6eX2YZtdejnAfGRls.mPHhJTPvhOp30R18ZV_Asw4" target="_blank">MSDS-3000000X</a> | various | Maxpar
CyTOF (Cytometry) | 3145020B | Anti-Human CD19 | HIB19 | 145Nd | Human, Chimpanzee | 100 Tests | <a href="https://fluidigm.my.salesforce.com/sfc/p/700000009DAw/a/4u000000qQSS/DC.QQMWjOrD_NoqGWUgsb_MvCcWuJUH17aXUVoLZa_E" target="_blank">PRD009-3145020B</a> | <a href="https://fluidigm.my.salesforce.com/sfc/p/700000009DAw/a/4u000001870w/XU6eX2YZtdejnAfGRls.mPHhJTPvhOp30R18ZV_Asw4" target="_blank">MSDS-3000000X</a> | various | Maxpar
CyTOF (Cytometry) | 3145020C | Anti-Human CD19 | HIB19 | 145Nd | Human, Chimpanzee | 25 Tests | <a href="https://fluidigm.my.salesforce.com/sfc/p/700000009DAw/a/4u000000qQSS/DC.QQMWjOrD_NoqGWUgsb_MvCcWuJUH17aXUVoLZa_E" target="_blank">PRD009-3145020B</a> | <a href="https://fluidigm.my.salesforce.com/sfc/p/700000009DAw/a/4u000001870w/XU6eX2YZtdejnAfGRls.mPHhJTPvhOp30R18ZV_Asw4" target="_blank">MSDS-3000000X</a> | various | Maxpar
CyTOF (Cytometry) | 3146001B | Anti-Human CD8a | RPA-T8 | 146Nd | Human, Cynomolgus Macaque, Rhesus Macaque, Chimpanzee, Baboon, Pigtailed Macaque, Sooty Mangabey | 100 Tests | <a href="https://fluidigm.my.salesforce.com/sfc/p/700000009DAw/a/4u0000019hrm/OVg4En2wVBrFkoMx29gjt2PsDegsudAa5Eg6_rrJGJs" target="_blank">PRD009-3146001B</a> | <a href="https://fluidigm.my.salesforce.com/sfc/p/700000009DAw/a/4u000001870w/XU6eX2YZtdejnAfGRls.mPHhJTPvhOp30R18ZV_Asw4" target="_blank">MSDS-3000000X</a> | various | Maxpar
CyTOF (Cytometry) | 3146001C | Anti-Human CD8a | RPA-T8 | 146Nd | Human, Cynomolgus Macaque, Rhesus Macaque, Chimpanzee, Baboon, Pigtailed Macaque, Sooty Mangabey | 25 Tests | <a href="https://fluidigm.my.salesforce.com/sfc/p/700000009DAw/a/4u0000019hrm/OVg4En2wVBrFkoMx29gjt2PsDegsudAa5Eg6_rrJGJs" target="_blank">PRD009-3146001B</a> | <a href="https://fluidigm.my.salesforce.com/sfc/p/700000009DAw/a/4u000001870w/XU6eX2YZtdejnAfGRls.mPHhJTPvhOp30R18ZV_Asw4" target="_blank">MSDS-3000000X</a> | various | Maxpar
CyTOF (Cytometry) | 3146003B | Anti-Mouse CD8a | 53-6.7 | 146Nd | Mouse | 100 Tests | <a href="https://fluidigm.my.salesforce.com/sfc/p/700000009DAw/a/4u0000019hrW/8flwNzM3BeKWM5e1FOhxEUU3JZhH1KyCdZXFQR7u7R4" target="_blank">PRD009-3146003B</a> | <a href="https://fluidigm.my.salesforce.com/sfc/p/700000009DAw/a/4u000001870w/XU6eX2YZtdejnAfGRls.mPHhJTPvhOp30R18ZV_Asw4" target="_blank">MSDS-3000000X</a> | various | Maxpar
CyTOF (Cytometry) | 3146003C | Anti-Mouse CD8a | 53-6.7 | 146Nd | Mouse | 25 Tests | <a href="https://fluidigm.my.salesforce.com/sfc/p/700000009DAw/a/4u0000019hrW/8flwNzM3BeKWM5e1FOhxEUU3JZhH1KyCdZXFQR7u7R4" target="_blank">PRD009-3146003B</a> | <a href="https://fluidigm.my.salesforce.com/sfc/p/700000009DAw/a/4u000001870w/XU6eX2YZtdejnAfGRls.mPHhJTPvhOp30R18ZV_Asw4" target="_blank">MSDS-3000000X</a> | various | Maxpar
CyTOF (Cytometry) | 3146005B | Anti-Human IgD | IA6-2 | 146Nd | Human | 100 Tests | <a href="https://fluidigm.my.salesforce.com/sfc/p/700000009DAw/a/4u0000019hrM/lJMgUuqSD1WsV3Hcqo0qns_YDWO0BDVq55q6ZnseJzo" target="_blank">PRD009-3146005B</a> | <a href="https://fluidigm.my.salesforce.com/sfc/p/700000009DAw/a/4u000001870w/XU6eX2YZtdejnAfGRls.mPHhJTPvhOp30R18ZV_Asw4" target="_blank">MSDS-3000000X</a> | various | Maxpar
CyTOF (Cytometry) | 3146005C | Anti-Human IgD | IA6-2 | 146Nd | Human | 25 Tests | <a href="https://fluidigm.my.salesforce.com/sfc/p/700000009DAw/a/4u0000019hrM/lJMgUuqSD1WsV3Hcqo0qns_YDWO0BDVq55q6ZnseJzo" target="_blank">PRD009-3146005B</a> | <a href="https://fluidigm.my.salesforce.com/sfc/p/700000009DAw/a/4u000001870w/XU6eX2YZtdejnAfGRls.mPHhJTPvhOp30R18ZV_Asw4" target="_blank">MSDS-3000000X</a> | various | Maxpar
CyTOF (Cytometry) | 3146006B | Anti-Human CD64 | 10.1 | 146Nd | Human, Cynomolgus Macaque, Rhesus Macaque, Baboon, Capuchin Monkey, Chimpanzee, Squirrel Monkey | 100 Tests | <a href="https://fluidigm.my.salesforce.com/sfc/p/700000009DAw/a/4u0000019hrR/d0tffi4J8G0ito4Q6uXbVKdDO5JsW_vWa9qa1YvsAlM" target="_blank">PRD009-3146006B</a> | <a href="https://fluidigm.my.salesforce.com/sfc/p/700000009DAw/a/4u000001870w/XU6eX2YZtdejnAfGRls.mPHhJTPvhOp30R18ZV_Asw4" target="_blank">MSDS-3000000X</a> | various | Maxpar
CyTOF (Cytometry) | 3146006C | Anti-Human CD64 | 10.1 | 146Nd | Human, Cynomolgus Macaque, Rhesus Macaque, Baboon, Capuchin Monkey, Chimpanzee, Squirrel Monkey | 25 Tests | <a href="https://fluidigm.my.salesforce.com/sfc/p/700000009DAw/a/4u0000019hrR/d0tffi4J8G0ito4Q6uXbVKdDO5JsW_vWa9qa1YvsAlM" target="_blank">PRD009-3146006B</a> | <a href="https://fluidigm.my.salesforce.com/sfc/p/700000009DAw/a/4u000001870w/XU6eX2YZtdejnAfGRls.mPHhJTPvhOp30R18ZV_Asw4" target="_blank">MSDS-3000000X</a> | various | Maxpar
CyTOF (Cytometry) | 3146007A | Anti-pEGFR [Y1068] | D7A5 | 146Nd | Rat, Mouse, Human, Monkey | 50 Tests | <a href="https://fluidigm.my.salesforce.com/sfc/p/700000009DAw/a/4u0000019hru/AJEpp95lp38PMyMFBBX5clrtRThorWvPmlKVSFeZSvc" target="_blank">PRD009-3146007A</a> | <a href="https://fluidigm.my.salesforce.com/sfc/p/700000009DAw/a/4u000001870w/XU6eX2YZtdejnAfGRls.mPHhJTPvhOp30R18ZV_Asw4" target="_blank">MSDS-3000000X</a> | various | Maxpar
CyTOF (Cytometry) | 3146007C | Anti-pEGFR [Y1068] | D7A5 | 146Nd | Rat, Mouse, Human, Monkey | 25 Tests | <a href="https://fluidigm.my.salesforce.com/sfc/p/700000009DAw/a/4u0000019hru/AJEpp95lp38PMyMFBBX5clrtRThorWvPmlKVSFeZSvc" target="_blank">PRD009-3146007B</a> | <a href="https://fluidigm.my.salesforce.com/sfc/p/700000009DAw/a/4u000001870w/XU6eX2YZtdejnAfGRls.mPHhJTPvhOp30R18ZV_Asw4" target="_blank">MSDS-3000000X</a> | various | Maxpar
CyTOF (Cytometry) | 3146008B | Anti-Mouse F4/80 | BM8 | 146Nd | Mouse | 100 Tests | <a href="https://fluidigm.my.salesforce.com/sfc/p/700000009DAw/a/4u0000019hrq/4QslLWQHMBkaDpPv0gevwYn9kIbgIsAVZK_TDMnN738" target="_blank">PRD009-3146008B</a> | <a href="https://fluidigm.my.salesforce.com/sfc/p/700000009DAw/a/4u000001870w/XU6eX2YZtdejnAfGRls.mPHhJTPvhOp30R18ZV_Asw4" target="_blank">MSDS-3000000X</a> | various | Maxpar
CyTOF (Cytometry) | 3146008C | Anti-Mouse F4/80 | BM8 | 146Nd | Mouse | 25 Tests | <a href="https://fluidigm.my.salesforce.com/sfc/p/700000009DAw/a/4u0000019hrq/4QslLWQHMBkaDpPv0gevwYn9kIbgIsAVZK_TDMnN738" target="_blank">PRD009-3146008B</a> | <a href="https://fluidigm.my.salesforce.com/sfc/p/700000009DAw/a/4u000001870w/XU6eX2YZtdejnAfGRls.mPHhJTPvhOp30R18ZV_Asw4" target="_blank">MSDS-3000000X</a> | various | Maxpar
CyTOF (Cytometry) | 3146009B | Anti-Mouse CD43 | S11 | 146Nd | Mouse | 100 Tests | <a href="https://fluidigm.my.salesforce.com/sfc/p/700000009DAw/a/4u0000019hrN/MQtGW8l4n7danqNVLq69BC3SXmehoo9Hw4fcbxMuUHc" target="_blank">PRD009-3146009B</a> | <a href="https://fluidigm.my.salesforce.com/sfc/p/700000009DAw/a/4u000001870w/XU6eX2YZtdejnAfGRls.mPHhJTPvhOp30R18ZV_Asw4" target="_blank">MSDS-3000000X</a> | various | Maxpar
CyTOF (Cytometry) | 3146009C | Anti-Mouse CD43 | S11 | 146Nd | Mouse | 25 Tests | <a href="https://fluidigm.my.salesforce.com/sfc/p/700000009DAw/a/4u0000019hrN/MQtGW8l4n7danqNVLq69BC3SXmehoo9Hw4fcbxMuUHc" target="_blank">PRD009-3146009B</a> | <a href="https://fluidigm.my.salesforce.com/sfc/p/700000009DAw/a/4u000001870w/XU6eX2YZtdejnAfGRls.mPHhJTPvhOp30R18ZV_Asw4" target="_blank">MSDS-3000000X</a> | various | Maxpar
CyTOF (Cytometry) | 3146010B | Anti-Human TNFα | MAb11 | 146Nd | Human, Cat, Chimpanzee, Baboon, Cynomolgus Macaque, Rhesus Macaque, Pigtailed Macaque, Sooty Mangabey, Pig | 100 Tests | <a href="https://fluidigm.my.salesforce.com/sfc/p/700000009DAw/a/4u0000019hrS/KR7GG_wd0Jki2UNepKN_03x0na0cLVHGUuAsA.V26sY" target="_blank">PRD009-3146010B</a> | <a href="https://fluidigm.my.salesforce.com/sfc/p/700000009DAw/a/4u000001870w/XU6eX2YZtdejnAfGRls.mPHhJTPvhOp30R18ZV_Asw4" target="_blank">MSDS-3000000X</a> | various | Maxpar
CyTOF (Cytometry) | 3146010C | Anti-Human TNFα | MAb11 | 146Nd | Human, Cat, Chimpanzee, Baboon, Cynomolgus Macaque, Rhesus Macaque, Pigtailed Macaque, Sooty Mangabey, Pig | 25 Tests | <a href="https://fluidigm.my.salesforce.com/sfc/p/700000009DAw/a/4u0000019hrS/KR7GG_wd0Jki2UNepKN_03x0na0cLVHGUuAsA.V26sY" target="_blank">PRD009-3146010B</a> | <a href="https://fluidigm.my.salesforce.com/sfc/p/700000009DAw/a/4u000001870w/XU6eX2YZtdejnAfGRls.mPHhJTPvhOp30R18ZV_Asw4" target="_blank">MSDS-3000000X</a> | various | Maxpar
CyTOF (Cytometry) | 3146011B | Anti-Human CD61 | VI-PL2 | 146Nd | Human, African Green, Baboon, Cynomolgus, Rhesus | 100 Tests | <a href="https://fluidigm.my.salesforce.com/sfc/p/700000009DAw/a/4u0000019hrb/_k4yvud4yM6sx4LXDq_7Hn4uazgjOHUybzfr7qLUQp4" target="_blank">PRD009-3146011B</a> | <a href="https://fluidigm.my.salesforce.com/sfc/p/700000009DAw/a/4u000001870w/XU6eX2YZtdejnAfGRls.mPHhJTPvhOp30R18ZV_Asw4" target="_blank">MSDS-3000000X</a> | various | Maxpar
CyTOF (Cytometry) | 3146011C | Anti-Human CD61 | VI-PL2 | 146Nd | Human, African Green, Baboon, Cynomolgus, Rhesus | 25 Tests | <a href="https://fluidigm.my.salesforce.com/sfc/p/700000009DAw/a/4u0000019hrb/_k4yvud4yM6sx4LXDq_7Hn4uazgjOHUybzfr7qLUQp4" target="_blank">PRD009-3146011B</a> | <a href="https://fluidigm.my.salesforce.com/sfc/p/700000009DAw/a/4u000001870w/XU6eX2YZtdejnAfGRls.mPHhJTPvhOp30R18ZV_Asw4" target="_blank">MSDS-3000000X</a> | various | Maxpar
CyTOF (Cytometry) | 3146012B | Anti-Mouse CD5 | 53-7.3 | 146Nd | Mouse | 100 Tests | <a href="https://fluidigm.my.salesforce.com/sfc/p/700000009DAw/a/4u0000019hrH/4wIRb2f1rRvr6W5qXtGc2W7_C8AG1EAqNtAYT1vBets" target="_blank">PRD009-3146012B</a> | <a href="https://fluidigm.my.salesforce.com/sfc/p/700000009DAw/a/4u000001870w/XU6eX2YZtdejnAfGRls.mPHhJTPvhOp30R18ZV_Asw4" target="_blank">MSDS-3000000X</a> | various | Maxpar
CyTOF (Cytometry) | 3146012C | Anti-Mouse CD5 | 53-7.3 | 146Nd | Mouse | 25 Tests | <a href="https://fluidigm.my.salesforce.com/sfc/p/700000009DAw/a/4u0000019hrH/4wIRb2f1rRvr6W5qXtGc2W7_C8AG1EAqNtAYT1vBets" target="_blank">PRD009-3146012B</a> | <a href="https://fluidigm.my.salesforce.com/sfc/p/700000009DAw/a/4u000001870w/XU6eX2YZtdejnAfGRls.mPHhJTPvhOp30R18ZV_Asw4" target="_blank">MSDS-3000000X</a> | various | Maxpar
CyTOF (Cytometry) | 3146013B | Anti-Human CD52 | HI186 | 146Nd | Human, Cynomolgus, Rhesus | 100 Tests | <a href="https://fluidigm.my.salesforce.com/sfc/p/700000009DAw/a/4u0000019hs4/qYy5w7nrHUlCU4zSa56iBK8xrz4HNFPbPAvBGLprl4s" target="_blank">PRD009-3146013B</a> | <a href="https://fluidigm.my.salesforce.com/sfc/p/700000009DAw/a/4u000001870w/XU6eX2YZtdejnAfGRls.mPHhJTPvhOp30R18ZV_Asw4" target="_blank">MSDS-3000000X</a> | various | Maxpar
CyTOF (Cytometry) | 3146013C | Anti-Human CD52 | HI186 | 146Nd | Human, Cynomolgus, Rhesus | 25 Tests | <a href="https://fluidigm.my.salesforce.com/sfc/p/700000009DAw/a/4u0000019hs4/qYy5w7nrHUlCU4zSa56iBK8xrz4HNFPbPAvBGLprl4s" target="_blank">PRD009-3146013B</a> | <a href="https://fluidigm.my.salesforce.com/sfc/p/700000009DAw/a/4u000001870w/XU6eX2YZtdejnAfGRls.mPHhJTPvhOp30R18ZV_Asw4" target="_blank">MSDS-3000000X</a> | various | Maxpar
CyTOF (Cytometry) | 3146014B | Anti-Human CD11c | 3.9 | 146Nd | Human, Cynomolgus Monkey, Rhesus, Chimpanzee, Olive Baboon, Squirrel Monkey, African Green | 100 Tests | <a href="https://fluidigm.my.salesforce.com/sfc/p/700000009DAw/a/4u0000019hrc/wnO0MGFBHT3XyqGUvp.1nCkTWxvffVWP.noJVj2wLNI" target="_blank">PRD009-3146014B</a> | <a href="https://fluidigm.my.salesforce.com/sfc/p/700000009DAw/a/4u000001870w/XU6eX2YZtdejnAfGRls.mPHhJTPvhOp30R18ZV_Asw4" target="_blank">MSDS-3000000X</a> | various | Maxpar
CyTOF (Cytometry) | 3146014C | Anti-Human CD11c | 3.9 | 146Nd | Human, Cynomolgus Monkey, Rhesus, Chimpanzee, Olive Baboon, Squirrel Monkey, African Green | 25 Tests | <a href="https://fluidigm.my.salesforce.com/sfc/p/700000009DAw/a/4u0000019hrc/wnO0MGFBHT3XyqGUvp.1nCkTWxvffVWP.noJVj2wLNI" target="_blank">PRD009-3146014B</a> | <a href="https://fluidigm.my.salesforce.com/sfc/p/700000009DAw/a/4u000001870w/XU6eX2YZtdejnAfGRls.mPHhJTPvhOp30R18ZV_Asw4" target="_blank">MSDS-3000000X</a> | various | Maxpar
CyTOF (Cytometry) | 3146016B | Anti-Human Thioredoxin | 2G11/TRX | 146Nd | Human | 100 Tests | <a href="https://fluidigm.my.salesforce.com/sfc/p/700000009DAw/a/4u0000019hs9/GgoX87dzmhAvLzC3r5ROyAmuDmhq7m4_llEPPXae7vA" target="_blank">PRD009-3146016B</a> | <a href="https://fluidigm.my.salesforce.com/sfc/p/700000009DAw/a/4u000001870w/XU6eX2YZtdejnAfGRls.mPHhJTPvhOp30R18ZV_Asw4" target="_blank">MSDS-3000000X</a> | various | Maxpar
CyTOF (Cytometry) | 3146016C | Anti-Human Thioredoxin | 2G11/TRX | 146Nd | Human | 25 Tests | <a href="https://fluidigm.my.salesforce.com/sfc/p/700000009DAw/a/4u0000019hs9/GgoX87dzmhAvLzC3r5ROyAmuDmhq7m4_llEPPXae7vA" target="_blank">PRD009-3146016B</a> | <a href="https://fluidigm.my.salesforce.com/sfc/p/700000009DAw/a/4u000001870w/XU6eX2YZtdejnAfGRls.mPHhJTPvhOp30R18ZV_Asw4" target="_blank">MSDS-3000000X</a> | various | Maxpar
CyTOF (Cytometry) | 3146022B | Anti-Human CD14 | M5E2 | 146Nd | Human, Cynomolgus Macaque, Rhesus Macaque, African Green, Capuchin Monkey, Cow, Chimpanzee, Common Marmoset, Cotton-Topped Tamarin, Dog, Pigtailed Macaque, Squirrel Monkey | 100 Tests | <a href="https://fluidigm.my.salesforce.com/sfc/p/700000009DAw/a/4u000000qPxY/FcLd6Xy9CBUsLdugqu5pD7RBDDjElioVsfIVdm7kOR8" target="_blank">PRD009-3146022B</a> | <a href="https://fluidigm.my.salesforce.com/sfc/p/700000009DAw/a/4u000001870w/XU6eX2YZtdejnAfGRls.mPHhJTPvhOp30R18ZV_Asw4" target="_blank">MSDS-3000000X</a> | various | Maxpar
CyTOF (Cytometry) | 3146022C | Anti-Human CD14 | M5E2 | 146Nd | Human, Cynomolgus Macaque, Rhesus Macaque, African Green, Capuchin Monkey, Cow, Chimpanzee, Common Marmoset, Cotton-Topped Tamarin, Dog, Pigtailed Macaque, Squirrel Monkey | 25 Tests | <a href="https://fluidigm.my.salesforce.com/sfc/p/700000009DAw/a/4u000000qPxY/FcLd6Xy9CBUsLdugqu5pD7RBDDjElioVsfIVdm7kOR8" target="_blank">PRD009-3146022B</a> | <a href="https://fluidigm.my.salesforce.com/sfc/p/700000009DAw/a/4u000001870w/XU6eX2YZtdejnAfGRls.mPHhJTPvhOp30R18ZV_Asw4" target="_blank">MSDS-3000000X</a> | various | Maxpar
CyTOF (Cytometry) | 3147001B | Anti-Human CD20 | 2H7 | 147Sm | Human, Cynomolgus Macaque, Rhesus Macaque, Baboon, Capuchin Monkey, Chimpanzee, Pigtailed Macaque, Squirrel Monkey | 100 Tests | <a href="https://fluidigm.my.salesforce.com/sfc/p/700000009DAw/a/4u0000019hsE/F7uL2BkMaauUfF8Hg2mrDIPlCK52CEBz8w.b5Fp7940" target="_blank">PRD009-3147001B</a> | <a href="https://fluidigm.my.salesforce.com/sfc/p/700000009DAw/a/4u000001870w/XU6eX2YZtdejnAfGRls.mPHhJTPvhOp30R18ZV_Asw4" target="_blank">MSDS-3000000X</a> | various | Maxpar
CyTOF (Cytometry) | 3147001C | Anti-Human CD20 | 2H7 | 147Sm | Human, Cynomolgus Macaque, Rhesus Macaque, Baboon, Capuchin Monkey, Chimpanzee, Pigtailed Macaque, Squirrel Monkey | 25 Tests | <a href="https://fluidigm.my.salesforce.com/sfc/p/700000009DAw/a/4u0000019hsE/F7uL2BkMaauUfF8Hg2mrDIPlCK52CEBz8w.b5Fp7940" target="_blank">PRD009-3147001B</a> | <a href="https://fluidigm.my.salesforce.com/sfc/p/700000009DAw/a/4u000001870w/XU6eX2YZtdejnAfGRls.mPHhJTPvhOp30R18ZV_Asw4" target="_blank">MSDS-3000000X</a> | various | Maxpar
CyTOF (Cytometry) | 3147002B | Anti-Human IL-6 | MQ2-13A5 | 147Sm | Human | 100 Tests | <a href="https://fluidigm.my.salesforce.com/sfc/p/700000009DAw/a/4u0000019hrv/dRFmtgWCSZaC.jW_0wmByGTh05oOGZ7eEi5kuC.fLgs" target="_blank">PRD009-3147002B</a> | <a href="https://fluidigm.my.salesforce.com/sfc/p/700000009DAw/a/4u000001870w/XU6eX2YZtdejnAfGRls.mPHhJTPvhOp30R18ZV_Asw4" target="_blank">MSDS-3000000X</a> | various | Maxpar
CyTOF (Cytometry) | 3147002C | Anti-Human IL-6 | MQ2-13A5 | 147Sm | Human | 25 Tests | <a href="https://fluidigm.my.salesforce.com/sfc/p/700000009DAw/a/4u0000019hrv/dRFmtgWCSZaC.jW_0wmByGTh05oOGZ7eEi5kuC.fLgs" target="_blank">PRD009-3147002B</a> | <a href="https://fluidigm.my.salesforce.com/sfc/p/700000009DAw/a/4u000001870w/XU6eX2YZtdejnAfGRls.mPHhJTPvhOp30R18ZV_Asw4" target="_blank">MSDS-3000000X</a> | various | Maxpar
CyTOF (Cytometry) | 3147003B | Anti-Mouse CD45 | 30-F11 | 147Sm | Mouse | 100 Tests | <a href="https://fluidigm.my.salesforce.com/sfc/p/700000009DAw/a/4u0000019hsJ/8Za.wxAsm5eEfQWIlnwFLATUtGqeBGatEgwZSXd3WRQ" target="_blank">PRD009-3147003B</a> | <a href="https://fluidigm.my.salesforce.com/sfc/p/700000009DAw/a/4u000001870w/XU6eX2YZtdejnAfGRls.mPHhJTPvhOp30R18ZV_Asw4" target="_blank">MSDS-3000000X</a> | various | Maxpar
CyTOF (Cytometry) | 3147003C | Anti-Mouse CD45 | 30-F11 | 147Sm | Mouse | 25 Tests | <a href="https://fluidigm.my.salesforce.com/sfc/p/700000009DAw/a/4u0000019hsJ/8Za.wxAsm5eEfQWIlnwFLATUtGqeBGatEgwZSXd3WRQ" target="_blank">PRD009-3147003B</a> | <a href="https://fluidigm.my.salesforce.com/sfc/p/700000009DAw/a/4u000001870w/XU6eX2YZtdejnAfGRls.mPHhJTPvhOp30R18ZV_Asw4" target="_blank">MSDS-3000000X</a> | various | Maxpar
CyTOF (Cytometry) | 3147004B | Anti-Mouse CD45.2 | 104 | 147Sm | Mouse | 100 Tests | <a href="https://fluidigm.my.salesforce.com/sfc/p/700000009DAw/a/4u0000019hsF/NBjpSBcadF4jcHsWA2lI0XbfH3_55XAhqq4zF7vFRN8" target="_blank">PRD009-3147004B</a> | <a href="https://fluidigm.my.salesforce.com/sfc/p/700000009DAw/a/4u000001870w/XU6eX2YZtdejnAfGRls.mPHhJTPvhOp30R18ZV_Asw4" target="_blank">MSDS-3000000X</a> | various | Maxpar
CyTOF (Cytometry) | 3147004C | Anti-Mouse CD45.2 | 104 | 147Sm | Mouse | 25 Tests | <a href="https://fluidigm.my.salesforce.com/sfc/p/700000009DAw/a/4u0000019hsF/NBjpSBcadF4jcHsWA2lI0XbfH3_55XAhqq4zF7vFRN8" target="_blank">PRD009-3147004B</a> | <a href="https://fluidigm.my.salesforce.com/sfc/p/700000009DAw/a/4u000001870w/XU6eX2YZtdejnAfGRls.mPHhJTPvhOp30R18ZV_Asw4" target="_blank">MSDS-3000000X</a> | various | Maxpar
CyTOF (Cytometry) | 3147005A | Anti-β-Catenin | D10A8 | 147Sm | Rat, Mouse, Human, Bovine, Porcine, Equine, Guinea Pig, Monkey | 50 Tests | <a href="https://fluidigm.my.salesforce.com/sfc/p/700000009DAw/a/4u0000019hrw/Ek5KPNg0KpDKCDR3LnemvdQncgXV4cpNlle_Gziv3JM" target="_blank">PRD009-3147005A</a> | <a href="https://fluidigm.my.salesforce.com/sfc/p/700000009DAw/a/4u000001870w/XU6eX2YZtdejnAfGRls.mPHhJTPvhOp30R18ZV_Asw4" target="_blank">MSDS-3000000X</a> | various | Maxpar
CyTOF (Cytometry) | 3147005C | Anti-β-Catenin | D10A8 | 147Sm | Rat, Mouse, Human, Bovine, Porcine, Equine, Guinea Pig, Monkey | 25 Tests | <a href="https://fluidigm.my.salesforce.com/sfc/p/700000009DAw/a/4u0000019hrw/Ek5KPNg0KpDKCDR3LnemvdQncgXV4cpNlle_Gziv3JM" target="_blank">PRD009-3147005B</a> | <a href="https://fluidigm.my.salesforce.com/sfc/p/700000009DAw/a/4u000001870w/XU6eX2YZtdejnAfGRls.mPHhJTPvhOp30R18ZV_Asw4" target="_blank">MSDS-3000000X</a> | various | Maxpar
CyTOF (Cytometry) | 3147006B | Anti-Human CD7 | CD7-6B7 | 147Sm | Human | 100 Tests | <a href="https://fluidigm.my.salesforce.com/sfc/p/700000009DAw/a/4u0000019hsO/ma9JN7Bb5PCOQBQa2nOmzf5_9ryx4TtFnb9x6Zs4jIw" target="_blank">PRD009-3147006B</a> | <a href="https://fluidigm.my.salesforce.com/sfc/p/700000009DAw/a/4u000001870w/XU6eX2YZtdejnAfGRls.mPHhJTPvhOp30R18ZV_Asw4" target="_blank">MSDS-3000000X</a> | various | Maxpar
CyTOF (Cytometry) | 3147006C | Anti-Human CD7 | CD7-6B7 | 147Sm | Human | 25 Tests | <a href="https://fluidigm.my.salesforce.com/sfc/p/700000009DAw/a/4u0000019hsO/ma9JN7Bb5PCOQBQa2nOmzf5_9ryx4TtFnb9x6Zs4jIw" target="_blank">PRD009-3147006B</a> | <a href="https://fluidigm.my.salesforce.com/sfc/p/700000009DAw/a/4u000001870w/XU6eX2YZtdejnAfGRls.mPHhJTPvhOp30R18ZV_Asw4" target="_blank">MSDS-3000000X</a> | various | Maxpar
CyTOF (Cytometry) | 3147007B | Anti-Human CD20 | H1 | 147Sm | Human | 100 Tests | <a href="https://fluidigm.my.salesforce.com/sfc/p/700000009DAw/a/4u0000019hsT/1PHzLyBPftxeIz7UooJux2ObSy3eY3dlRrUNfqpRl40" target="_blank">PRD009-3147007B</a> | <a href="https://fluidigm.my.salesforce.com/sfc/p/700000009DAw/a/4u000001870w/XU6eX2YZtdejnAfGRls.mPHhJTPvhOp30R18ZV_Asw4" target="_blank">MSDS-3000000X</a> | various | Maxpar
CyTOF (Cytometry) | 3147007C | Anti-Human CD20 | H1 | 147Sm | Human | 25 Tests | <a href="https://fluidigm.my.salesforce.com/sfc/p/700000009DAw/a/4u0000019hsT/1PHzLyBPftxeIz7UooJux2ObSy3eY3dlRrUNfqpRl40" target="_blank">PRD009-3147007B</a> | <a href="https://fluidigm.my.salesforce.com/sfc/p/700000009DAw/a/4u000001870w/XU6eX2YZtdejnAfGRls.mPHhJTPvhOp30R18ZV_Asw4" target="_blank">MSDS-3000000X</a> | various | Maxpar
CyTOF (Cytometry) | 3147008B | Anti-Human CD11c | Bu15 | 147Sm | Human, Cynomolgus Macaque, Rhesus Macaque, African Green, Baboon, Chimpanzee, Squirrel Monkey | 100 Tests | <a href="https://fluidigm.my.salesforce.com/sfc/p/700000009DAw/a/4u0000019hsY/qhAGRClJUgi7z6WAHi0hPydpaxP_XjDsAkb2jThY.Ng" target="_blank">PRD009-3147008B</a> | <a href="https://fluidigm.my.salesforce.com/sfc/p/700000009DAw/a/4u000001870w/XU6eX2YZtdejnAfGRls.mPHhJTPvhOp30R18ZV_Asw4" target="_blank">MSDS-3000000X</a> | various | Maxpar
CyTOF (Cytometry) | 3147008C | Anti-Human CD11c | Bu15 | 147Sm | Human, Cynomolgus Macaque, Rhesus Macaque, African Green, Baboon, Chimpanzee, Squirrel Monkey | 25 Tests | <a href="https://fluidigm.my.salesforce.com/sfc/p/700000009DAw/a/4u0000019hsY/qhAGRClJUgi7z6WAHi0hPydpaxP_XjDsAkb2jThY.Ng" target="_blank">PRD009-3147008B</a> | <a href="https://fluidigm.my.salesforce.com/sfc/p/700000009DAw/a/4u000001870w/XU6eX2YZtdejnAfGRls.mPHhJTPvhOp30R18ZV_Asw4" target="_blank">MSDS-3000000X</a> | various | Maxpar
CyTOF (Cytometry) | 3147009B | Anti-Human CD303/BDCA2 | 201A | 147Sm | Human | 100 Tests | <a href="https://fluidigm.my.salesforce.com/sfc/p/700000009DAw/a/4u0000019hsU/AcoFjbWY81DvafoBL3dudHUCevJZpQ0dFtuXmzXS_i4" target="_blank">PRD009-3147009B</a> | <a href="https://fluidigm.my.salesforce.com/sfc/p/700000009DAw/a/4u000001870w/XU6eX2YZtdejnAfGRls.mPHhJTPvhOp30R18ZV_Asw4" target="_blank">MSDS-3000000X</a> | various | Maxpar
CyTOF (Cytometry) | 3147009C | Anti-Human CD303/BDCA2 | 201A | 147Sm | Human | 25 Tests | <a href="https://fluidigm.my.salesforce.com/sfc/p/700000009DAw/a/4u0000019hsU/AcoFjbWY81DvafoBL3dudHUCevJZpQ0dFtuXmzXS_i4" target="_blank">PRD009-3147009B</a> | <a href="https://fluidigm.my.salesforce.com/sfc/p/700000009DAw/a/4u000001870w/XU6eX2YZtdejnAfGRls.mPHhJTPvhOp30R18ZV_Asw4" target="_blank">MSDS-3000000X</a> | various | Maxpar
CyTOF (Cytometry) | 3147010B | Anti-Human CD182/CXCR2 | 5E8/CXCR2 | 147Sm | Human | 100 Tests | <a href="https://fluidigm.my.salesforce.com/sfc/p/700000009DAw/a/4u0000019hs5/NRigjg6Hp3Mwf30o00RNqDE7PKFu_hz4GiHjhL1H8nk" target="_blank">PRD009-3147010B</a> | <a href="https://fluidigm.my.salesforce.com/sfc/p/700000009DAw/a/4u000001870w/XU6eX2YZtdejnAfGRls.mPHhJTPvhOp30R18ZV_Asw4" target="_blank">MSDS-3000000X</a> | various | Maxpar
CyTOF (Cytometry) | 3147010C | Anti-Human CD182/CXCR2 | 5E8/CXCR2 | 147Sm | Human | 25 Tests | <a href="https://fluidigm.my.salesforce.com/sfc/p/700000009DAw/a/4u0000019hs5/NRigjg6Hp3Mwf30o00RNqDE7PKFu_hz4GiHjhL1H8nk" target="_blank">PRD009-3147010B</a> | <a href="https://fluidigm.my.salesforce.com/sfc/p/700000009DAw/a/4u000001870w/XU6eX2YZtdejnAfGRls.mPHhJTPvhOp30R18ZV_Asw4" target="_blank">MSDS-3000000X</a> | various | Maxpar
CyTOF (Cytometry) | 3147012A | Anti pStat5 [pY694] | 47 | 147Sm | Rat, Mouse, Human, Sheep | 50 Tests | <a href="https://fluidigm.my.salesforce.com/sfc/p/700000009DAw/a/4u0000019htj/Fd8r0XZ8ai7OYX91ilVH_VFR8J72WqEdD3.JF39c8sk" target="_blank">PRD009-3147012A</a> | <a href="https://fluidigm.my.salesforce.com/sfc/p/700000009DAw/a/4u000001870w/XU6eX2YZtdejnAfGRls.mPHhJTPvhOp30R18ZV_Asw4" target="_blank">MSDS-3000000X</a> | various | Maxpar
CyTOF (Cytometry) | 3147012C | Anti pStat5 [pY694] | 47 | 147Sm | Rat, Mouse, Human, Sheep | 25 Tests | <a href="https://fluidigm.my.salesforce.com/sfc/p/700000009DAw/a/4u0000019htj/Fd8r0XZ8ai7OYX91ilVH_VFR8J72WqEdD3.JF39c8sk" target="_blank">PRD009-3147012B</a> | <a href="https://fluidigm.my.salesforce.com/sfc/p/700000009DAw/a/4u000001870w/XU6eX2YZtdejnAfGRls.mPHhJTPvhOp30R18ZV_Asw4" target="_blank">MSDS-3000000X</a> | various | Maxpar
CyTOF (Cytometry) | 3147013B | Anti-Mouse CD36 | No.72-1 | 147Sm | Mouse | 100 Tests | <a href="https://fluidigm.my.salesforce.com/sfc/p/700000009DAw/a/4u0000019hto/O5EyOKtsqGxQSISXPvrAViqNKg_mGJ38f5ijZmL3PCk" target="_blank">PRD009-3147013B</a> | <a href="https://fluidigm.my.salesforce.com/sfc/p/700000009DAw/a/4u000001870w/XU6eX2YZtdejnAfGRls.mPHhJTPvhOp30R18ZV_Asw4" target="_blank">MSDS-3000000X</a> | various | Maxpar
CyTOF (Cytometry) | 3147013C | Anti-Mouse CD36 | No.72-1 | 147Sm | Mouse | 25 Tests | <a href="https://fluidigm.my.salesforce.com/sfc/p/700000009DAw/a/4u0000019hto/O5EyOKtsqGxQSISXPvrAViqNKg_mGJ38f5ijZmL3PCk" target="_blank">PRD009-3147013B</a> | <a href="https://fluidigm.my.salesforce.com/sfc/p/700000009DAw/a/4u000001870w/XU6eX2YZtdejnAfGRls.mPHhJTPvhOp30R18ZV_Asw4" target="_blank">MSDS-3000000X</a> | various | Maxpar
CyTOF (Cytometry) | 3147014B | Anti-Human CD13 | WM15 | 147Sm | Human, Baboon, Chimpanzee, Cotton-topped Tamarin | 100 Tests | <a href="https://fluidigm.my.salesforce.com/sfc/p/700000009DAw/a/4u0000019jAg/0MGhKya8WTVAC.KY9jeN5VC6A3xTnRG7EOQT_fpAD9w" target="_blank">PRD009-3147014B</a> | <a href="https://fluidigm.my.salesforce.com/sfc/p/700000009DAw/a/4u000001870w/XU6eX2YZtdejnAfGRls.mPHhJTPvhOp30R18ZV_Asw4" target="_blank">MSDS-3000000X</a> | various | Maxpar
CyTOF (Cytometry) | 3147014C | Anti-Human CD13 | WM15 | 147Sm | Human, Baboon, Chimpanzee, Cotton-topped Tamarin | 25 Tests | <a href="https://fluidigm.my.salesforce.com/sfc/p/700000009DAw/a/4u0000019jAg/0MGhKya8WTVAC.KY9jeN5VC6A3xTnRG7EOQT_fpAD9w" target="_blank">PRD009-3147014B</a> | <a href="https://fluidigm.my.salesforce.com/sfc/p/700000009DAw/a/4u000001870w/XU6eX2YZtdejnAfGRls.mPHhJTPvhOp30R18ZV_Asw4" target="_blank">MSDS-3000000X</a> | various | Maxpar
CyTOF (Cytometry) | 3147015B | Anti-Human ALDH | 44/ALDH | 147Sm | Human | 100 Tests | <a href="https://fluidigm.my.salesforce.com/sfc/p/700000009DAw/a/4u0000019htt/rM0JH_b2CJMhfHXPSNEf0K2rnMRdJ9JsH0v5Q8HS8yM" target="_blank">PRD009-3147015B</a> | <a href="https://fluidigm.my.salesforce.com/sfc/p/700000009DAw/a/4u000001870w/XU6eX2YZtdejnAfGRls.mPHhJTPvhOp30R18ZV_Asw4" target="_blank">MSDS-3000000X</a> | various | Maxpar
CyTOF (Cytometry) | 3147015C | Anti-Human ALDH | 44/ALDH | 147Sm | Human | 25 Tests | <a href="https://fluidigm.my.salesforce.com/sfc/p/700000009DAw/a/4u0000019htt/rM0JH_b2CJMhfHXPSNEf0K2rnMRdJ9JsH0v5Q8HS8yM" target="_blank">PRD009-3147015B</a> | <a href="https://fluidigm.my.salesforce.com/sfc/p/700000009DAw/a/4u000001870w/XU6eX2YZtdejnAfGRls.mPHhJTPvhOp30R18ZV_Asw4" target="_blank">MSDS-3000000X</a> | various | Maxpar
CyTOF (Cytometry) | 3147016A | Anti-pHistone H2A.X [S139] | JBW301 | 147Sm | Human | 50 Tests | <a href="https://fluidigm.my.salesforce.com/sfc/p/#700000009DAw/a/4u0000019hu3/Rk2B4ybROkUvGDWd0qmEaQBoy2gTBK8XgNQQXUEgubI" target="_blank">PRD009-3147016A</a> | <a href="https://fluidigm.my.salesforce.com/sfc/p/700000009DAw/a/4u000001870w/XU6eX2YZtdejnAfGRls.mPHhJTPvhOp30R18ZV_Asw4" target="_blank">MSDS-3000000X</a> | various | Maxpar
CyTOF (Cytometry) | 3147016C | Anti-pHistone H2A.X [S139] | JBW301 | 147Sm | Human | 25 Tests | <a href="https://fluidigm.my.salesforce.com/sfc/p/700000009DAw/a/4u0000019hu3/Rk2B4ybROkUvGDWd0qmEaQBoy2gTBK8XgNQQXUEgubI" target="_blank">PRD009-3147016B</a> | <a href="https://fluidigm.my.salesforce.com/sfc/p/700000009DAw/a/4u000001870w/XU6eX2YZtdejnAfGRls.mPHhJTPvhOp30R18ZV_Asw4" target="_blank">MSDS-3000000X</a> | various | Maxpar
CyTOF (Cytometry) | 3147018B | Anti-Mouse CD36 | HM36 | 147Sm | Mouse | 100 Tests | <a href="https://fluidigm.my.salesforce.com/sfc/p/700000009DAw/a/4u0000019hu8/wAKRJv_hoPM4tCw.mPo82IGZnI26825f26NdLG__6xI" target="_blank">PRD009-3147018B</a> | <a href="https://fluidigm.my.salesforce.com/sfc/p/700000009DAw/a/4u000001870w/XU6eX2YZtdejnAfGRls.mPHhJTPvhOp30R18ZV_Asw4" target="_blank">MSDS-3000000X</a> | various | Maxpar
CyTOF (Cytometry) | 3147018C | Anti-Mouse CD36 | HM36 | 147Sm | Mouse | 25 Tests | <a href="https://fluidigm.my.salesforce.com/sfc/p/700000009DAw/a/4u0000019hu8/wAKRJv_hoPM4tCw.mPo82IGZnI26825f26NdLG__6xI" target="_blank">PRD009-3147018B</a> | <a href="https://fluidigm.my.salesforce.com/sfc/p/700000009DAw/a/4u000001870w/XU6eX2YZtdejnAfGRls.mPHhJTPvhOp30R18ZV_Asw4" target="_blank">MSDS-3000000X</a> | various | Maxpar
CyTOF (Cytometry) | 3148001B | Anti-Human CD34 | 581 | 148Nd | Human, Cynomolgus Macaque | 100 Tests | <a href="https://fluidigm.my.salesforce.com/sfc/p/700000009DAw/a/4u0000019huD/70cISU2balZAt5GUgs_.FPO6vlhqckFXNW1xknwJZGQ" target="_blank">PRD009-3148001B</a> | <a href="https://fluidigm.my.salesforce.com/sfc/p/700000009DAw/a/4u000001870w/XU6eX2YZtdejnAfGRls.mPHhJTPvhOp30R18ZV_Asw4" target="_blank">MSDS-3000000X</a> | various | Maxpar
CyTOF (Cytometry) | 3148001C | Anti-Human CD34 | 581 | 148Nd | Human, Cynomolgus Macaque | 25 Tests | <a href="https://fluidigm.my.salesforce.com/sfc/p/700000009DAw/a/4u0000019huD/70cISU2balZAt5GUgs_.FPO6vlhqckFXNW1xknwJZGQ" target="_blank">PRD009-3148001B</a> | <a href="https://fluidigm.my.salesforce.com/sfc/p/700000009DAw/a/4u000001870w/XU6eX2YZtdejnAfGRls.mPHhJTPvhOp30R18ZV_Asw4" target="_blank">MSDS-3000000X</a> | various | Maxpar
CyTOF (Cytometry) | 3148003B | Anti-Mouse CD11b | M1/70 | 148Nd | Mouse, Human, Chimpanzee, Baboon, Cynomolgus Macaque, Rhesus Macaque, Rabbit | 100 Tests | <a href="https://fluidigm.my.salesforce.com/sfc/p/700000009DAw/a/4u0000019huS/RrpCQ5oUdwI1epkYLJXNslXfjuh27a9f43LMrwl8.cQ" target="_blank">PRD009-3148003B</a> | <a href="https://fluidigm.my.salesforce.com/sfc/p/700000009DAw/a/4u000001870w/XU6eX2YZtdejnAfGRls.mPHhJTPvhOp30R18ZV_Asw4" target="_blank">MSDS-3000000X</a> | various | Maxpar
CyTOF (Cytometry) | 3148003C | Anti-Mouse CD11b | M1/70 | 148Nd | Mouse, Human, Chimpanzee, Baboon, Cynomolgus Macaque, Rhesus Macaque, Rabbit | 25 Tests | <a href="https://fluidigm.my.salesforce.com/sfc/p/700000009DAw/a/4u0000019huS/RrpCQ5oUdwI1epkYLJXNslXfjuh27a9f43LMrwl8.cQ" target="_blank">PRD009-3148003B</a> | <a href="https://fluidigm.my.salesforce.com/sfc/p/700000009DAw/a/4u000001870w/XU6eX2YZtdejnAfGRls.mPHhJTPvhOp30R18ZV_Asw4" target="_blank">MSDS-3000000X</a> | various | Maxpar
CyTOF (Cytometry) | 3148004B | Anti-Human CD16 | 3G8 | 148Nd | Human, Cynomolgus Macaque, Rhesus Macaque, African Green, Baboon, Capuchin Monkey, Chimpanzee, Common Marmoset, Pigtailed Macaque, Sooty Mangabey, Squirrel Monkey | 100 Tests | <a href="https://fluidigm.my.salesforce.com/sfc/p/700000009DAw/a/4u0000019huX/yzX48i.AeCLwbCqf19mbBE_1cJwVXKv82P_IP0z7SY4" target="_blank">PRD009-3148004B</a> | <a href="https://fluidigm.my.salesforce.com/sfc/p/700000009DAw/a/4u000001870w/XU6eX2YZtdejnAfGRls.mPHhJTPvhOp30R18ZV_Asw4" target="_blank">MSDS-3000000X</a> | various | Maxpar
CyTOF (Cytometry) | 3148004C | Anti-Human CD16 | 3G8 | 148Nd | Human, Cynomolgus Macaque, Rhesus Macaque, African Green, Baboon, Capuchin Monkey, Chimpanzee, Common Marmoset, Pigtailed Macaque, Sooty Mangabey, Squirrel Monkey | 25 Tests | <a href="https://fluidigm.my.salesforce.com/sfc/p/700000009DAw/a/4u0000019huX/yzX48i.AeCLwbCqf19mbBE_1cJwVXKv82P_IP0z7SY4" target="_blank">PRD009-3148004B</a> | <a href="https://fluidigm.my.salesforce.com/sfc/p/700000009DAw/a/4u000001870w/XU6eX2YZtdejnAfGRls.mPHhJTPvhOp30R18ZV_Asw4" target="_blank">MSDS-3000000X</a> | various | Maxpar
CyTOF (Cytometry) | 3148006A | Anti-pStat4 [Y693] | 38/p-Stat4 | 148Nd | Human, Mouse | 50 Tests | <a href="https://fluidigm.my.salesforce.com/sfc/p/700000009DAw/a/4u0000019huY/xXnE9Wa7v1IB0MzDKpD2QCPTeaNMwdbGY2HiEAMuzsw" target="_blank">PRD009-3148006A</a> | <a href="https://fluidigm.my.salesforce.com/sfc/p/700000009DAw/a/4u000001870w/XU6eX2YZtdejnAfGRls.mPHhJTPvhOp30R18ZV_Asw4" target="_blank">MSDS-3000000X</a> | various | Maxpar
CyTOF (Cytometry) | 3148006C | Anti-pStat4 [Y693] | 38/p-Stat4 | 148Nd | Human, Mouse | 25 Tests | <a href="https://fluidigm.my.salesforce.com/sfc/p/700000009DAw/a/4u0000019huY/xXnE9Wa7v1IB0MzDKpD2QCPTeaNMwdbGY2HiEAMuzsw" target="_blank">PRD009-3148006B</a> | <a href="https://fluidigm.my.salesforce.com/sfc/p/700000009DAw/a/4u000001870w/XU6eX2YZtdejnAfGRls.mPHhJTPvhOp30R18ZV_Asw4" target="_blank">MSDS-3000000X</a> | various | Maxpar
CyTOF (Cytometry) | 3148008B | Anti-Human IL-17A | BL168 | 148Nd | Human | 100 Tests | <a href="https://fluidigm.my.salesforce.com/sfc/p/700000009DAw/a/4u0000019huh/g0SlYF4fZ0FB8GczH3dI5tkBGfkSBUt8C8tEVZHeUko" target="_blank">PRD009-3148008B</a> | <a href="https://fluidigm.my.salesforce.com/sfc/p/700000009DAw/a/4u000001870w/XU6eX2YZtdejnAfGRls.mPHhJTPvhOp30R18ZV_Asw4" target="_blank">MSDS-3000000X</a> | various | Maxpar
CyTOF (Cytometry) | 3148008C | Anti-Human IL-17A | BL168 | 148Nd | Human | 25 Tests | <a href="https://fluidigm.my.salesforce.com/sfc/p/700000009DAw/a/4u0000019huh/g0SlYF4fZ0FB8GczH3dI5tkBGfkSBUt8C8tEVZHeUko" target="_blank">PRD009-3148008B</a> | <a href="https://fluidigm.my.salesforce.com/sfc/p/700000009DAw/a/4u000001870w/XU6eX2YZtdejnAfGRls.mPHhJTPvhOp30R18ZV_Asw4" target="_blank">MSDS-3000000X</a> | various | Maxpar
CyTOF (Cytometry) | 3148011A | Anti-Human HER2/ErbB2 | 29D8 | 148Nd | Human, Mouse, Rat | 50 Tests | <a href="https://fluidigm.my.salesforce.com/sfc/p/700000009DAw/a/4u0000019hum/3nEO8iytVAD_6eQBThSrSTKuKz1kewHNheGaaQkOxCw" target="_blank">PRD009-3148011A</a> | <a href="https://fluidigm.my.salesforce.com/sfc/p/700000009DAw/a/4u000001870w/XU6eX2YZtdejnAfGRls.mPHhJTPvhOp30R18ZV_Asw4" target="_blank">MSDS-3000000X</a> | various | Maxpar
CyTOF (Cytometry) | 3148011C | Anti-Human HER2/ErbB2 | 29D8 | 148Nd | Human, Mouse, Rat | 25 Tests | <a href="https://fluidigm.my.salesforce.com/sfc/p/700000009DAw/a/4u0000019hum/3nEO8iytVAD_6eQBThSrSTKuKz1kewHNheGaaQkOxCw" target="_blank">PRD009-3148011B</a> | <a href="https://fluidigm.my.salesforce.com/sfc/p/700000009DAw/a/4u000001870w/XU6eX2YZtdejnAfGRls.mPHhJTPvhOp30R18ZV_Asw4" target="_blank">MSDS-3000000X</a> | various | Maxpar
CyTOF (Cytometry) | 3148012B | Anti-Human TRA-1-60 | TRA-1-60 | 148Nd | Human | 100 Tests | <a href="https://fluidigm.my.salesforce.com/sfc/p/700000009DAw/a/4u0000019htk/k5ILOjn1cwktRm6L.R50XDSo9omDfEB.2XH.qeLxAF0" target="_blank">PRD009-3148012B</a> | <a href="https://fluidigm.my.salesforce.com/sfc/p/700000009DAw/a/4u000001870w/XU6eX2YZtdejnAfGRls.mPHhJTPvhOp30R18ZV_Asw4" target="_blank">MSDS-3000000X</a> | various | Maxpar
CyTOF (Cytometry) | 3148012C | Anti-Human TRA-1-60 | TRA-1-60 | 148Nd | Human | 25 Tests | <a href="https://fluidigm.my.salesforce.com/sfc/p/700000009DAw/a/4u0000019htk/k5ILOjn1cwktRm6L.R50XDSo9omDfEB.2XH.qeLxAF0" target="_blank">PRD009-3148012B</a> | <a href="https://fluidigm.my.salesforce.com/sfc/p/700000009DAw/a/4u000001870w/XU6eX2YZtdejnAfGRls.mPHhJTPvhOp30R18ZV_Asw4" target="_blank">MSDS-3000000X</a> | various | Maxpar
CyTOF (Cytometry) | 3148013B | Anti-Human CD6 | BL-CD6 | 148Nd | Human | 100 Tests | <a href="https://fluidigm.my.salesforce.com/sfc/p/700000009DAw/a/4u0000019hur/aiiZD_C9zK8EUOuNLT8FeEFmyBU_LHaHqu5sxzcncmw" target="_blank">PRD009-3148013B</a> | <a href="https://fluidigm.my.salesforce.com/sfc/p/700000009DAw/a/4u000001870w/XU6eX2YZtdejnAfGRls.mPHhJTPvhOp30R18ZV_Asw4" target="_blank">MSDS-3000000X</a> | various | Maxpar
CyTOF (Cytometry) | 3148013C | Anti-Human CD6 | BL-CD6 | 148Nd | Human | 25 Tests | <a href="https://fluidigm.my.salesforce.com/sfc/p/700000009DAw/a/4u0000019hur/aiiZD_C9zK8EUOuNLT8FeEFmyBU_LHaHqu5sxzcncmw" target="_blank">PRD009-3148013B</a> | <a href="https://fluidigm.my.salesforce.com/sfc/p/700000009DAw/a/4u000001870w/XU6eX2YZtdejnAfGRls.mPHhJTPvhOp30R18ZV_Asw4" target="_blank">MSDS-3000000X</a> | various | Maxpar
CyTOF (Cytometry) | 3148014B | Anti-Human CD132 | TUGh4 | 148Nd | Human, African Green, Cynomolgus, Rhesus | 100 Tests | <a href="https://fluidigm.my.salesforce.com/sfc/p/700000009DAw/a/4u0000019ii3/CJ7Wz5kNTTlMP6rBOBLdV_yTXb0gcsQa41_8NXmqbng" target="_blank">PRD009-3148014B</a> | <a href="https://fluidigm.my.salesforce.com/sfc/p/700000009DAw/a/4u000001870w/XU6eX2YZtdejnAfGRls.mPHhJTPvhOp30R18ZV_Asw4" target="_blank">MSDS-3000000X</a> | various | Maxpar
CyTOF (Cytometry) | 3148014C | Anti-Human CD132 | TUGh4 | 148Nd | Human, African Green, Cynomolgus, Rhesus | 25 Tests | <a href="https://fluidigm.my.salesforce.com/sfc/p/700000009DAw/a/4u0000019ii3/CJ7Wz5kNTTlMP6rBOBLdV_yTXb0gcsQa41_8NXmqbng" target="_blank">PRD009-3148014B</a> | <a href="https://fluidigm.my.salesforce.com/sfc/p/700000009DAw/a/4u000001870w/XU6eX2YZtdejnAfGRls.mPHhJTPvhOp30R18ZV_Asw4" target="_blank">MSDS-3000000X</a> | various | Maxpar
CyTOF (Cytometry) | 3148015B | Anti-Human CD55 | JS11 | 148Nd | Human, African Green, Baboon, Cynomolgus | 100 Tests | <a href="https://fluidigm.my.salesforce.com/sfc/p/700000009DAw/a/4u0000019hu4/bykWC9Vwjje2U8w2bRY2Z1qA9FQnNhohM8LKfJOwsSU" target="_blank">PRD009-3148015B</a> | <a href="https://fluidigm.my.salesforce.com/sfc/p/700000009DAw/a/4u000001870w/XU6eX2YZtdejnAfGRls.mPHhJTPvhOp30R18ZV_Asw4" target="_blank">MSDS-3000000X</a> | various | Maxpar
CyTOF (Cytometry) | 3148015C | Anti-Human CD55 | JS11 | 148Nd | Human, African Green, Baboon, Cynomolgus | 25 Tests | <a href="https://fluidigm.my.salesforce.com/sfc/p/700000009DAw/a/4u0000019hu4/bykWC9Vwjje2U8w2bRY2Z1qA9FQnNhohM8LKfJOwsSU" target="_blank">PRD009-3148015B</a> | <a href="https://fluidigm.my.salesforce.com/sfc/p/700000009DAw/a/4u000001870w/XU6eX2YZtdejnAfGRls.mPHhJTPvhOp30R18ZV_Asw4" target="_blank">MSDS-3000000X</a> | various | Maxpar
CyTOF (Cytometry) | 3148017B | Anti-Human CD274/PD-L1 | 29E.2A3 | 148Nd | Human | 100 Tests | <a href="https://fluidigm.my.salesforce.com/sfc/p/700000009DAw/a/4u0000019huw/Fjqcn_5Z8mtcWLNMFUDPyAMgV6J8fMPiRkSabcRucRg" target="_blank">PRD009-3148017B</a> | <a href="https://fluidigm.my.salesforce.com/sfc/p/700000009DAw/a/4u000001870w/XU6eX2YZtdejnAfGRls.mPHhJTPvhOp30R18ZV_Asw4" target="_blank">MSDS-3000000X</a> | various | Maxpar
CyTOF (Cytometry) | 3148017C | Anti-Human CD274/PD-L1 | 29E.2A3 | 148Nd | Human | 25 Tests | <a href="https://fluidigm.my.salesforce.com/sfc/p/700000009DAw/a/4u0000019huw/Fjqcn_5Z8mtcWLNMFUDPyAMgV6J8fMPiRkSabcRucRg" target="_blank">PRD009-3148017B</a> | <a href="https://fluidigm.my.salesforce.com/sfc/p/700000009DAw/a/4u000001870w/XU6eX2YZtdejnAfGRls.mPHhJTPvhOp30R18ZV_Asw4" target="_blank">MSDS-3000000X</a> | various | Maxpar
CyTOF (Cytometry) | 3148018B | Anti-Mouse CD140a | APA5 | 148Nd | Mouse | 100 Tests | <a href="https://fluidigm.my.salesforce.com/sfc/p/700000009DAw/a/4u0000019hus/psv5UwvloHnwbWqe5mP2Sda3Y4eS2BTVI8hMDDBG4eQ" target="_blank">PRD009-3148018B</a> | <a href="https://fluidigm.my.salesforce.com/sfc/p/700000009DAw/a/4u000001870w/XU6eX2YZtdejnAfGRls.mPHhJTPvhOp30R18ZV_Asw4" target="_blank">MSDS-3000000X</a> | various | Maxpar
CyTOF (Cytometry) | 3148018C | Anti-Mouse CD140a | APA5 | 148Nd | Mouse | 25 Tests | <a href="https://fluidigm.my.salesforce.com/sfc/p/700000009DAw/a/4u0000019hus/psv5UwvloHnwbWqe5mP2Sda3Y4eS2BTVI8hMDDBG4eQ" target="_blank">PRD009-3148018B</a> | <a href="https://fluidigm.my.salesforce.com/sfc/p/700000009DAw/a/4u000001870w/XU6eX2YZtdejnAfGRls.mPHhJTPvhOp30R18ZV_Asw4" target="_blank">MSDS-3000000X</a> | various | Maxpar
CyTOF (Cytometry) | 3148019B | Anti-CD278/ICOS | C398.4A | 148Nd | Human, Rhesus Macaque, Rat, Mouse, Pig, African Green Monkey, Baboon, Cynomolgus Macaque | 100 Tests | <a href="https://fluidigm.my.salesforce.com/sfc/p/700000009DAw/a/4u0000019hux/bhz2VVlh3KQ0B3a3bmI97dwLMEU5VA__Bth_8CnM4js" target="_blank">PRD009-3148019B</a> | <a href="https://fluidigm.my.salesforce.com/sfc/p/700000009DAw/a/4u000001870w/XU6eX2YZtdejnAfGRls.mPHhJTPvhOp30R18ZV_Asw4" target="_blank">MSDS-3000000X</a> | various | Maxpar
CyTOF (Cytometry) | 3148019C | Anti-CD278/ICOS | C398.4A | 148Nd | Human, Rhesus Macaque, Rat, Mouse, Pig, African Green Monkey, Baboon, Cynomolgus Macaque | 25 Tests | <a href="https://fluidigm.my.salesforce.com/sfc/p/700000009DAw/a/4u0000019hux/bhz2VVlh3KQ0B3a3bmI97dwLMEU5VA__Bth_8CnM4js" target="_blank">PRD009-3148019B</a> | <a href="https://fluidigm.my.salesforce.com/sfc/p/700000009DAw/a/4u000001870w/XU6eX2YZtdejnAfGRls.mPHhJTPvhOp30R18ZV_Asw4" target="_blank">MSDS-3000000X</a> | various | Maxpar
CyTOF (Cytometry) | 3149001B | Anti-Human CD45RO | UCHL1 | 149Sm | Human, Chimpanzee, Cynomolgus Macaque, Common Marmoset | 100 Tests | <a href="https://fluidigm.my.salesforce.com/sfc/p/700000009DAw/a/4u0000019hv1/HoVq9mBAs1uiP6kO9Vk65nrnOHnUFPrE8ufp2B2.oo8" target="_blank">PRD009-3149001B</a> | <a href="https://fluidigm.my.salesforce.com/sfc/p/700000009DAw/a/4u000001870w/XU6eX2YZtdejnAfGRls.mPHhJTPvhOp30R18ZV_Asw4" target="_blank">MSDS-3000000X</a> | various | Maxpar
CyTOF (Cytometry) | 3149001C | Anti-Human CD45RO | UCHL1 | 149Sm | Human, Chimpanzee, Cynomolgus Macaque, Common Marmoset | 25 Tests | <a href="https://fluidigm.my.salesforce.com/sfc/p/700000009DAw/a/4u0000019hv1/HoVq9mBAs1uiP6kO9Vk65nrnOHnUFPrE8ufp2B2.oo8" target="_blank">PRD009-3149001B</a> | <a href="https://fluidigm.my.salesforce.com/sfc/p/700000009DAw/a/4u000001870w/XU6eX2YZtdejnAfGRls.mPHhJTPvhOp30R18ZV_Asw4" target="_blank">MSDS-3000000X</a> | various | Maxpar
CyTOF (Cytometry) | 3149002B | Anti-Mouse CD19 | 6D5 | 149Sm | Mouse | 100 Tests | <a href="https://fluidigm.my.salesforce.com/sfc/p/700000009DAw/a/4u0000019hv2/k2gmMi0Du7SgLQuM7aM3M3ixTVdOaHOp45jNjB_38dw" target="_blank">PRD009-3149002B</a> | <a href="https://fluidigm.my.salesforce.com/sfc/p/700000009DAw/a/4u000001870w/XU6eX2YZtdejnAfGRls.mPHhJTPvhOp30R18ZV_Asw4" target="_blank">MSDS-3000000X</a> | various | Maxpar
CyTOF (Cytometry) | 3149002C | Anti-Mouse CD19 | 6D5 | 149Sm | Mouse | 25 Tests | <a href="https://fluidigm.my.salesforce.com/sfc/p/700000009DAw/a/4u0000019hv2/k2gmMi0Du7SgLQuM7aM3M3ixTVdOaHOp45jNjB_38dw" target="_blank">PRD009-3149002B</a> | <a href="https://fluidigm.my.salesforce.com/sfc/p/700000009DAw/a/4u000001870w/XU6eX2YZtdejnAfGRls.mPHhJTPvhOp30R18ZV_Asw4" target="_blank">MSDS-3000000X</a> | various | Maxpar
CyTOF (Cytometry) | 3149004A | Anti-pStat6 [Y641] | 18/P-Stat6 | 149Sm | Human | 50 Tests | <a href="https://fluidigm.my.salesforce.com/sfc/p/700000009DAw/a/4u0000019hvB/1TV5hzblAZuNbzQfLGY23lvsMEmVminuelJH7yJnMoA" target="_blank">PRD009-3149004A</a> | <a href="https://fluidigm.my.salesforce.com/sfc/p/700000009DAw/a/4u000001870w/XU6eX2YZtdejnAfGRls.mPHhJTPvhOp30R18ZV_Asw4" target="_blank">MSDS-3000000X</a> | various | Maxpar
CyTOF (Cytometry) | 3149004C | Anti-pStat6 [Y641] | 18/P-Stat6 | 149Sm | Human | 25 Tests | <a href="https://fluidigm.my.salesforce.com/sfc/p/700000009DAw/a/4u0000019hvB/1TV5hzblAZuNbzQfLGY23lvsMEmVminuelJH7yJnMoA" target="_blank">PRD009-3149004B</a> | <a href="https://fluidigm.my.salesforce.com/sfc/p/700000009DAw/a/4u000001870w/XU6eX2YZtdejnAfGRls.mPHhJTPvhOp30R18ZV_Asw4" target="_blank">MSDS-3000000X</a> | various | Maxpar
CyTOF (Cytometry) | 3149005A | Anti-p4E-BP1 [T37/T46] | 236B4 | 149Sm | Human, mouse, rat, monkey | 50 Tests | <a href="https://fluidigm.my.salesforce.com/sfc/p/700000009DAw/a/4u0000019hvG/.QGC5MUTPcvFCB_zZesLM85qVEcNwh8Zorg6mk9OCjM" target="_blank">PRD009-3149005A</a> | <a href="https://fluidigm.my.salesforce.com/sfc/p/700000009DAw/a/4u000001870w/XU6eX2YZtdejnAfGRls.mPHhJTPvhOp30R18ZV_Asw4" target="_blank">MSDS-3000000X</a> | various | Maxpar
CyTOF (Cytometry) | 3149005C | Anti-p4E-BP1 [T37/T46] | 236B4 | 149Sm | Human, Mouse | 25 Tests | <a href="https://fluidigm.my.salesforce.com/sfc/p/700000009DAw/a/4u0000019hvG/.QGC5MUTPcvFCB_zZesLM85qVEcNwh8Zorg6mk9OCjM" target="_blank">PRD009-3149005B</a> | <a href="https://fluidigm.my.salesforce.com/sfc/p/700000009DAw/a/4u000001870w/XU6eX2YZtdejnAfGRls.mPHhJTPvhOp30R18ZV_Asw4" target="_blank">MSDS-3000000X</a> | various | Maxpar
CyTOF (Cytometry) | 3149007B | Anti-Human CD200 | OX-104 | 149Sm | Human, African green, Baboon | 100 Tests | <a href="https://fluidigm.my.salesforce.com/sfc/p/700000009DAw/a/4u0000019hvL/kZ_rWlmcKiX_bo9kEUAxG5QpsAdg1LOvibRmPMsaeUQ" target="_blank">PRD009-3149007B</a> | <a href="https://fluidigm.my.salesforce.com/sfc/p/700000009DAw/a/4u000001870w/XU6eX2YZtdejnAfGRls.mPHhJTPvhOp30R18ZV_Asw4" target="_blank">MSDS-3000000X</a> | various | Maxpar
CyTOF (Cytometry) | 3149007C | Anti-Human CD200 | OX-104 | 149Sm | Human, African green, Baboon | 25 Tests | <a href="https://fluidigm.my.salesforce.com/sfc/p/700000009DAw/a/4u0000019hvL/kZ_rWlmcKiX_bo9kEUAxG5QpsAdg1LOvibRmPMsaeUQ" target="_blank">PRD009-3149007B</a> | <a href="https://fluidigm.my.salesforce.com/sfc/p/700000009DAw/a/4u000001870w/XU6eX2YZtdejnAfGRls.mPHhJTPvhOp30R18ZV_Asw4" target="_blank">MSDS-3000000X</a> | various | Maxpar
CyTOF (Cytometry) | 3149010B | Anti-Human CD25 | 2A3 | 149Sm | Human | 100 Tests | <a href="https://fluidigm.my.salesforce.com/sfc/p/700000009DAw/a/4u0000019hvR/IVZgOvOLfhj5oajuek1W.JrxoU6jMtNAH_6nnrQ6sjE" target="_blank">PRD009-3149010B</a> | <a href="https://fluidigm.my.salesforce.com/sfc/p/700000009DAw/a/4u000001870w/XU6eX2YZtdejnAfGRls.mPHhJTPvhOp30R18ZV_Asw4" target="_blank">MSDS-3000000X</a> | various | Maxpar
CyTOF (Cytometry) | 3149010C | Anti-Human CD25 | 2A3 | 149Sm | Human | 25 Tests | <a href="https://fluidigm.my.salesforce.com/sfc/p/700000009DAw/a/4u0000019hvR/IVZgOvOLfhj5oajuek1W.JrxoU6jMtNAH_6nnrQ6sjE" target="_blank">PRD009-3149010B</a> | <a href="https://fluidigm.my.salesforce.com/sfc/p/700000009DAw/a/4u000001870w/XU6eX2YZtdejnAfGRls.mPHhJTPvhOp30R18ZV_Asw4" target="_blank">MSDS-3000000X</a> | various | Maxpar
CyTOF (Cytometry) | 3149011B | Anti-Human CD127/IL-7Rα | A019D5 | 149Sm | Human, African Green, Baboon, Cynomolgus Macaque, Rhesus Macaque | 100 Tests | <a href="https://fluidigm.my.salesforce.com/sfc/p/700000009DAw/a/4u0000019hvV/0aXNn7uEZ1fBgNHiPZsxA4iQ4.x_ES8R2hwIrPbr6x0" target="_blank">PRD009-3149011B</a> | <a href="https://fluidigm.my.salesforce.com/sfc/p/700000009DAw/a/4u000001870w/XU6eX2YZtdejnAfGRls.mPHhJTPvhOp30R18ZV_Asw4" target="_blank">MSDS-3000000X</a> | various | Maxpar
CyTOF (Cytometry) | 3149011C | Anti-Human CD127/IL-7Rα | A019D5 | 149Sm | Human, African Green, Baboon, Cynomolgus Macaque, Rhesus Macaque | 25 Tests | <a href="https://fluidigm.my.salesforce.com/sfc/p/700000009DAw/a/4u0000019hvV/0aXNn7uEZ1fBgNHiPZsxA4iQ4.x_ES8R2hwIrPbr6x0" target="_blank">PRD009-3149011B</a> | <a href="https://fluidigm.my.salesforce.com/sfc/p/700000009DAw/a/4u000001870w/XU6eX2YZtdejnAfGRls.mPHhJTPvhOp30R18ZV_Asw4" target="_blank">MSDS-3000000X</a> | various | Maxpar
CyTOF (Cytometry) | 3149012B | Anti-Human CD179a | HSL96 | 149Sm | Human, African Green | 100 Tests | <a href="https://fluidigm.my.salesforce.com/sfc/p/700000009DAw/a/4u0000019hva/NuBW3mCzx2GD1ZL.U8tbKj7oCh8Qzo96ilveCs6OoRM" target="_blank">PRD009-3149012B</a> | <a href="https://fluidigm.my.salesforce.com/sfc/p/700000009DAw/a/4u000001870w/XU6eX2YZtdejnAfGRls.mPHhJTPvhOp30R18ZV_Asw4" target="_blank">MSDS-3000000X</a> | various | Maxpar
CyTOF (Cytometry) | 3149012C | Anti-Human CD179a | HSL96 | 149Sm | Human, African Green | 25 Tests | <a href="https://fluidigm.my.salesforce.com/sfc/p/700000009DAw/a/4u0000019hva/NuBW3mCzx2GD1ZL.U8tbKj7oCh8Qzo96ilveCs6OoRM" target="_blank">PRD009-3149012B</a> | <a href="https://fluidigm.my.salesforce.com/sfc/p/700000009DAw/a/4u000001870w/XU6eX2YZtdejnAfGRls.mPHhJTPvhOp30R18ZV_Asw4" target="_blank">MSDS-3000000X</a> | various | Maxpar
CyTOF (Cytometry) | 3149013B | Anti-Human CD34 | 581 | 149Sm | Human, Cynomolgus Macaque | 100 Tests | <a href="https://fluidigm.my.salesforce.com/sfc/p/700000009DAw/a/4u0000019hvf/LplXw8W3wdca8KhkMzvN3E3caalTokEGxBA84cBTdok" target="_blank">PRD009-3149013B</a> | <a href="https://fluidigm.my.salesforce.com/sfc/p/700000009DAw/a/4u000001870w/XU6eX2YZtdejnAfGRls.mPHhJTPvhOp30R18ZV_Asw4" target="_blank">MSDS-3000000X</a> | various | Maxpar
CyTOF (Cytometry) | 3149013C | Anti-Human CD34 | 581 | 149Sm | Human, Cynomolgus Macaque | 25 Tests | <a href="https://fluidigm.my.salesforce.com/sfc/p/700000009DAw/a/4u0000019hvf/LplXw8W3wdca8KhkMzvN3E3caalTokEGxBA84cBTdok" target="_blank">PRD009-3149013B</a> | <a href="https://fluidigm.my.salesforce.com/sfc/p/700000009DAw/a/4u000001870w/XU6eX2YZtdejnAfGRls.mPHhJTPvhOp30R18ZV_Asw4" target="_blank">MSDS-3000000X</a> | various | Maxpar
CyTOF (Cytometry) | 3149015B | Anti-Human CD172b | B4B6 | 149Sm | Human, Baboon | 100 Tests | <a href="https://fluidigm.my.salesforce.com/sfc/p/700000009DAw/a/4u0000019ii8/GVBnIlh0R1uW2Fn6wJBpsYwNU2uFj7Sp5vnBYfhg_b0" target="_blank">PRD009-3149015B</a> | <a href="https://fluidigm.my.salesforce.com/sfc/p/700000009DAw/a/4u000001870w/XU6eX2YZtdejnAfGRls.mPHhJTPvhOp30R18ZV_Asw4" target="_blank">MSDS-3000000X</a> | various | Maxpar
CyTOF (Cytometry) | 3149015C | Anti-Human CD172b | B4B6 | 149Sm | Human, Baboon | 25 Tests | <a href="https://fluidigm.my.salesforce.com/sfc/p/700000009DAw/a/4u0000019ii8/GVBnIlh0R1uW2Fn6wJBpsYwNU2uFj7Sp5vnBYfhg_b0" target="_blank">PRD009-3149015B</a> | <a href="https://fluidigm.my.salesforce.com/sfc/p/700000009DAw/a/4u000001870w/XU6eX2YZtdejnAfGRls.mPHhJTPvhOp30R18ZV_Asw4" target="_blank">MSDS-3000000X</a> | various | Maxpar
CyTOF (Cytometry) | 3149017B | Anti-Human CD271 | C40-1457 | 149Sm | Human | 100 Tests | <a href="https://fluidigm.my.salesforce.com/sfc/p/700000009DAw/a/4u0000019hvb/tK1FvlSTPpL7nnyv4dgkIkoXAdDEoxGDBXeKhQAZhyU" target="_blank">PRD009-3149017B</a> | <a href="https://fluidigm.my.salesforce.com/sfc/p/700000009DAw/a/4u000001870w/XU6eX2YZtdejnAfGRls.mPHhJTPvhOp30R18ZV_Asw4" target="_blank">MSDS-3000000X</a> | various | Maxpar
CyTOF (Cytometry) | 3149017C | Anti-Human CD271 | C40-1457 | 149Sm | Human | 25 Tests | <a href="https://fluidigm.my.salesforce.com/sfc/p/700000009DAw/a/4u0000019hvb/tK1FvlSTPpL7nnyv4dgkIkoXAdDEoxGDBXeKhQAZhyU" target="_blank">PRD009-3149017B</a> | <a href="https://fluidigm.my.salesforce.com/sfc/p/700000009DAw/a/4u000001870w/XU6eX2YZtdejnAfGRls.mPHhJTPvhOp30R18ZV_Asw4" target="_blank">MSDS-3000000X</a> | various | Maxpar
CyTOF (Cytometry) | 3149018B | Anti-Human CD66a/c/e | ASL-32 | 149Sm | Human | 100 Tests | <a href="https://fluidigm.my.salesforce.com/sfc/p/700000009DAw/a/4u0000019hvS/FcTLPiUGDYIw0AFcMB2kSZ7MOItJ7OepqIOvCLiUtKE" target="_blank">PRD009-3149018B</a> | <a href="https://fluidigm.my.salesforce.com/sfc/p/700000009DAw/a/4u000001870w/XU6eX2YZtdejnAfGRls.mPHhJTPvhOp30R18ZV_Asw4" target="_blank">MSDS-3000000X</a> | various | Maxpar
CyTOF (Cytometry) | 3149018C | Anti-Human CD66a/c/e | ASL-32 | 149Sm | Human | 25 Tests | <a href="https://fluidigm.my.salesforce.com/sfc/p/700000009DAw/a/4u0000019hvS/FcTLPiUGDYIw0AFcMB2kSZ7MOItJ7OepqIOvCLiUtKE" target="_blank">PRD009-3149018B</a> | <a href="https://fluidigm.my.salesforce.com/sfc/p/700000009DAw/a/4u000001870w/XU6eX2YZtdejnAfGRls.mPHhJTPvhOp30R18ZV_Asw4" target="_blank">MSDS-3000000X</a> | various | Maxpar
CyTOF (Cytometry) | 3149020B | Anti-Human Syk | 4D10.2 | 149Sm | Human | 100 Tests | <a href="https://fluidigm.my.salesforce.com/sfc/p/700000009DAw/a/4u0000019hvk/PZBocHznqs4pq44IhfegzgkOcaZHEeI5boD11NuqG.A" target="_blank">PRD009-3149020B</a> | <a href="https://fluidigm.my.salesforce.com/sfc/p/700000009DAw/a/4u000001870w/XU6eX2YZtdejnAfGRls.mPHhJTPvhOp30R18ZV_Asw4" target="_blank">MSDS-3000000X</a> | various | Maxpar
CyTOF (Cytometry) | 3149020C | Anti-Human Syk | 4D10.2 | 149Sm | Human | 25 Tests | <a href="https://fluidigm.my.salesforce.com/sfc/p/700000009DAw/a/4u0000019hvk/PZBocHznqs4pq44IhfegzgkOcaZHEeI5boD11NuqG.A" target="_blank">PRD009-3149020B</a> | <a href="https://fluidigm.my.salesforce.com/sfc/p/700000009DAw/a/4u000001870w/XU6eX2YZtdejnAfGRls.mPHhJTPvhOp30R18ZV_Asw4" target="_blank">MSDS-3000000X</a> | various | Maxpar
CyTOF (Cytometry) | 3149021B | Anti-Human CD56/NCAM | NCAM16.2 | 149Sm | Human | 100 Tests | <a href="https://fluidigm.my.salesforce.com/sfc/p/700000009DAw/a/4u0000019hwW/pZh8DL4xAm1ZHlAVoAH2djEpeW3RQbkEZazhUJUVN1Q" target="_blank">PRD009-3149021B</a> | <a href="https://fluidigm.my.salesforce.com/sfc/p/700000009DAw/a/4u000001870w/XU6eX2YZtdejnAfGRls.mPHhJTPvhOp30R18ZV_Asw4" target="_blank">MSDS-3000000X</a> | various | Maxpar
CyTOF (Cytometry) | 3149021C | Anti-Human CD56/NCAM | NCAM16.2 | 149Sm | Human | 25 Tests | <a href="https://fluidigm.my.salesforce.com/sfc/p/700000009DAw/a/4u0000019hwW/pZh8DL4xAm1ZHlAVoAH2djEpeW3RQbkEZazhUJUVN1Q" target="_blank">PRD009-3149021B</a> | <a href="https://fluidigm.my.salesforce.com/sfc/p/700000009DAw/a/4u000001870w/XU6eX2YZtdejnAfGRls.mPHhJTPvhOp30R18ZV_Asw4" target="_blank">MSDS-3000000X</a> | various | Maxpar
CyTOF (Cytometry) | 3149022B | Anti-Human/Mouse CD282/TLR2 | T2.5 | 149Sm | Human, Mouse | 100 Tests | <a href="https://fluidigm.my.salesforce.com/sfc/p/700000009DAw/a/4u0000019hwb/6hIMmWXPu8w6zBVqaD0TYE3llzJ63_ytLCyKLAdqn54" target="_blank">PRD009-3149022B</a> | <a href="https://fluidigm.my.salesforce.com/sfc/p/700000009DAw/a/4u000001870w/XU6eX2YZtdejnAfGRls.mPHhJTPvhOp30R18ZV_Asw4" target="_blank">MSDS-3000000X</a> | various | Maxpar
CyTOF (Cytometry) | 3149022C | Anti-Human/Mouse CD282/TLR2 | T2.5 | 149Sm | Human, Mouse | 25 Tests | <a href="https://fluidigm.my.salesforce.com/sfc/p/700000009DAw/a/4u0000019hwb/6hIMmWXPu8w6zBVqaD0TYE3llzJ63_ytLCyKLAdqn54" target="_blank">PRD009-3149022B</a> | <a href="https://fluidigm.my.salesforce.com/sfc/p/700000009DAw/a/4u000001870w/XU6eX2YZtdejnAfGRls.mPHhJTPvhOp30R18ZV_Asw4" target="_blank">MSDS-3000000X</a> | various | Maxpar
CyTOF (Cytometry) | 3149029A | Anti-Human CD194/CCR4 | L291H4 | 149Sm | Human, Cynomolgus Macaque | 50 Tests | <a href="https://fluidigm.my.salesforce.com/sfc/p/700000009DAw/a/4u0000019hwg/6rQy09DwultB2y6rXfRCREXubJzoJnNO1QTKvdGTQnM" target="_blank">PRD009-3149029A</a> | <a href="https://fluidigm.my.salesforce.com/sfc/p/700000009DAw/a/4u000001870w/XU6eX2YZtdejnAfGRls.mPHhJTPvhOp30R18ZV_Asw4" target="_blank">MSDS-3000000X</a> | various | Maxpar
CyTOF (Cytometry) | 3149029C | Anti-Human CD194/CCR4 | L291H4 | 149Sm | Human, Cynomolgus Macaque | 25 Tests | <a href="https://fluidigm.my.salesforce.com/sfc/p/700000009DAw/a/4u0000019hwg/6rQy09DwultB2y6rXfRCREXubJzoJnNO1QTKvdGTQnM" target="_blank">PRD009-3149029B</a> | <a href="https://fluidigm.my.salesforce.com/sfc/p/700000009DAw/a/4u000001870w/XU6eX2YZtdejnAfGRls.mPHhJTPvhOp30R18ZV_Asw4" target="_blank">MSDS-3000000X</a> | various | Maxpar
CyTOF (Cytometry) | 3150001B | Anti-Human CD61 | VI-PL2 | 150Nd | Human, African Green, Baboon, Cynomolgus, Rhesus | 100 Tests | <a href="https://fluidigm.my.salesforce.com/sfc/p/700000009DAw/a/4u0000019hwl/YWQ4pD3TrCwsWNUHJIbZHQhEvMuDDNO2H.pIIXnHZDA" target="_blank">PRD009-3150001B</a> | <a href="https://fluidigm.my.salesforce.com/sfc/p/700000009DAw/a/4u000001870w/XU6eX2YZtdejnAfGRls.mPHhJTPvhOp30R18ZV_Asw4" target="_blank">MSDS-3000000X</a> | various | Maxpar
CyTOF (Cytometry) | 3150001C | Anti-Human CD61 | VI-PL2 | 150Nd | Human, African Green, Baboon, Cynomolgus, Rhesus | 25 Tests | <a href="https://fluidigm.my.salesforce.com/sfc/p/700000009DAw/a/4u0000019hwl/YWQ4pD3TrCwsWNUHJIbZHQhEvMuDDNO2H.pIIXnHZDA" target="_blank">PRD009-3150001B</a> | <a href="https://fluidigm.my.salesforce.com/sfc/p/700000009DAw/a/4u000001870w/XU6eX2YZtdejnAfGRls.mPHhJTPvhOp30R18ZV_Asw4" target="_blank">MSDS-3000000X</a> | various | Maxpar
CyTOF (Cytometry) | 3150002B | Anti-Mouse CD25 | 3C7 | 150Nd | Mouse | 100 Tests | <a href="https://fluidigm.my.salesforce.com/sfc/p/700000009DAw/a/4u0000019hwq/JlFe_RAsTZw2ZoIE016FjiydPG06tDJnw1gV3fUWQjQ" target="_blank">PRD009-3150002B</a> | <a href="https://fluidigm.my.salesforce.com/sfc/p/700000009DAw/a/4u000001870w/XU6eX2YZtdejnAfGRls.mPHhJTPvhOp30R18ZV_Asw4" target="_blank">MSDS-3000000X</a> | various | Maxpar
CyTOF (Cytometry) | 3150002C | Anti-Mouse CD25 | 3C7 | 150Nd | Mouse | 25 Tests | <a href="https://fluidigm.my.salesforce.com/sfc/p/700000009DAw/a/4u0000019hwq/JlFe_RAsTZw2ZoIE016FjiydPG06tDJnw1gV3fUWQjQ" target="_blank">PRD009-3150002B</a> | <a href="https://fluidigm.my.salesforce.com/sfc/p/700000009DAw/a/4u000001870w/XU6eX2YZtdejnAfGRls.mPHhJTPvhOp30R18ZV_Asw4" target="_blank">MSDS-3000000X</a> | various | Maxpar
CyTOF (Cytometry) | 3150004B | Anti-Human MIP1β | D21-1351 | 150Nd | Human | 100 Tests | <a href="https://fluidigm.my.salesforce.com/sfc/p/700000009DAw/a/4u0000019hwv/cCpbnQfFAlX8fIrhplhndYZBktudVhPDKG5ZTvvrwjc" target="_blank">PRD009-3150004B</a> | <a href="https://fluidigm.my.salesforce.com/sfc/p/700000009DAw/a/4u000001870w/XU6eX2YZtdejnAfGRls.mPHhJTPvhOp30R18ZV_Asw4" target="_blank">MSDS-3000000X</a> | various | Maxpar
CyTOF (Cytometry) | 3150004C | Anti-Human MIP1β | D21-1351 | 150Nd | Human | 25 Tests | <a href="https://fluidigm.my.salesforce.com/sfc/p/700000009DAw/a/4u0000019hwv/cCpbnQfFAlX8fIrhplhndYZBktudVhPDKG5ZTvvrwjc" target="_blank">PRD009-3150004B</a> | <a href="https://fluidigm.my.salesforce.com/sfc/p/700000009DAw/a/4u000001870w/XU6eX2YZtdejnAfGRls.mPHhJTPvhOp30R18ZV_Asw4" target="_blank">MSDS-3000000X</a> | various | Maxpar
CyTOF (Cytometry) | 3150005A | Anti-pStat5 [Y694] | 47 | 150Nd | Rat, Mouse, Human, Sheep | 50 Tests | <a href="https://fluidigm.my.salesforce.com/sfc/p/700000009DAw/a/4u0000019hwc/KIdzXSeol1URsnWiLTzdmbm2mvJBw.AVOv.1ZcyL3c0" target="_blank">PRD009-3150005A</a> | <a href="https://fluidigm.my.salesforce.com/sfc/p/700000009DAw/a/4u000001870w/XU6eX2YZtdejnAfGRls.mPHhJTPvhOp30R18ZV_Asw4" target="_blank">MSDS-3000000X</a> | various | Maxpar
CyTOF (Cytometry) | 3150005C | Anti-pStat5 [Y694] | 47 | 150Nd | Rat, Mouse, Human, Sheep | 25 Tests | <a href="https://fluidigm.my.salesforce.com/sfc/p/700000009DAw/a/4u0000019hwc/KIdzXSeol1URsnWiLTzdmbm2mvJBw.AVOv.1ZcyL3c0" target="_blank">PRD009-3150005B</a> | <a href="https://fluidigm.my.salesforce.com/sfc/p/700000009DAw/a/4u000001870w/XU6eX2YZtdejnAfGRls.mPHhJTPvhOp30R18ZV_Asw4" target="_blank">MSDS-3000000X</a> | various | Maxpar
CyTOF (Cytometry) | 3150006B | Anti-Human CD43 | 84-3C1 | 150Nd | Human | 100 Tests | <a href="https://fluidigm.my.salesforce.com/sfc/p/700000009DAw/a/4u0000019hx0/rPc8jkIQBRAMB2Szn_de6z_OMxjfymMmjbm1ZYdtOoU" target="_blank">PRD009-3150006B</a> | <a href="https://fluidigm.my.salesforce.com/sfc/p/700000009DAw/a/4u000001870w/XU6eX2YZtdejnAfGRls.mPHhJTPvhOp30R18ZV_Asw4" target="_blank">MSDS-3000000X</a> | various | Maxpar
CyTOF (Cytometry) | 3150006C | Anti-Human CD43 | 84-3C1 | 150Nd | Human | 25 Tests | <a href="https://fluidigm.my.salesforce.com/sfc/p/700000009DAw/a/4u0000019hx0/rPc8jkIQBRAMB2Szn_de6z_OMxjfymMmjbm1ZYdtOoU" target="_blank">PRD009-3150006B</a> | <a href="https://fluidigm.my.salesforce.com/sfc/p/700000009DAw/a/4u000001870w/XU6eX2YZtdejnAfGRls.mPHhJTPvhOp30R18ZV_Asw4" target="_blank">MSDS-3000000X</a> | various | Maxpar
CyTOF (Cytometry) | 3150007B | Anti-Human IL-22 | 22URTI | 150Nd | Human | 100 Tests | <a href="https://fluidigm.my.salesforce.com/sfc/p/700000009DAw/a/4u0000019hx5/RTPeqVyvyvm1YuLsuPFT.lYTbUyLhS5PPM6a39W24tU" target="_blank">PRD009-3150007B</a> | <a href="https://fluidigm.my.salesforce.com/sfc/p/700000009DAw/a/4u000001870w/XU6eX2YZtdejnAfGRls.mPHhJTPvhOp30R18ZV_Asw4" target="_blank">MSDS-3000000X</a> | various | Maxpar
CyTOF (Cytometry) | 3150007C | Anti-Human IL-22 | 22URTI | 150Nd | Human | 25 Tests | <a href="https://fluidigm.my.salesforce.com/sfc/p/700000009DAw/a/4u0000019hx5/RTPeqVyvyvm1YuLsuPFT.lYTbUyLhS5PPM6a39W24tU" target="_blank">PRD009-3150007B</a> | <a href="https://fluidigm.my.salesforce.com/sfc/p/700000009DAw/a/4u000001870w/XU6eX2YZtdejnAfGRls.mPHhJTPvhOp30R18ZV_Asw4" target="_blank">MSDS-3000000X</a> | various | Maxpar
CyTOF (Cytometry) | 3150008B | Anti-Biotin | 1D4-C5 | 150Nd | All species | 100 Tests | <a href="https://fluidigm.my.salesforce.com/sfc/p/700000009DAw/a/4u0000019hxA/P.5miniDhJgOoOsx7bXtus5Z2Mi1phV7FIuK.Ln0Tfc" target="_blank">PRD009-3150008B</a> | <a href="https://fluidigm.my.salesforce.com/sfc/p/700000009DAw/a/4u000001870w/XU6eX2YZtdejnAfGRls.mPHhJTPvhOp30R18ZV_Asw4" target="_blank">MSDS-3000000X</a> | various | Maxpar
CyTOF (Cytometry) | 3150008C | Anti-Biotin | 1D4-C5 | 150Nd | All species | 25 Tests | <a href="https://fluidigm.my.salesforce.com/sfc/p/700000009DAw/a/4u0000019hxA/P.5miniDhJgOoOsx7bXtus5Z2Mi1phV7FIuK.Ln0Tfc" target="_blank">PRD009-3150008B</a> | <a href="https://fluidigm.my.salesforce.com/sfc/p/700000009DAw/a/4u000001870w/XU6eX2YZtdejnAfGRls.mPHhJTPvhOp30R18ZV_Asw4" target="_blank">MSDS-3000000X</a> | various | Maxpar
CyTOF (Cytometry) | 3150009B | Anti-Mouse CD24 | M1/69 | 150Nd | Mouse, Human,Chimpanzee, Baboon, Cynomolgus, Rhesus, Rabbit | 100 Tests | <a href="https://fluidigm.my.salesforce.com/sfc/p/700000009DAw/a/4u0000019hxF/msxPn.zKjQ7I6h9jJpGNoWuvHwh3bLwpiHdu5L_y_XE" target="_blank">PRD009-3150009B</a> | <a href="https://fluidigm.my.salesforce.com/sfc/p/700000009DAw/a/4u000001870w/XU6eX2YZtdejnAfGRls.mPHhJTPvhOp30R18ZV_Asw4" target="_blank">MSDS-3000000X</a> | various | Maxpar
CyTOF (Cytometry) | 3150009C | Anti-Mouse CD24 | M1/69 | 150Nd | Mouse, Human,Chimpanzee, Baboon, Cynomolgus, Rhesus, Rabbit | 25 Tests | <a href="https://fluidigm.my.salesforce.com/sfc/p/700000009DAw/a/4u0000019hxF/msxPn.zKjQ7I6h9jJpGNoWuvHwh3bLwpiHdu5L_y_XE" target="_blank">PRD009-3150009B</a> | <a href="https://fluidigm.my.salesforce.com/sfc/p/700000009DAw/a/4u000001870w/XU6eX2YZtdejnAfGRls.mPHhJTPvhOp30R18ZV_Asw4" target="_blank">MSDS-3000000X</a> | various | Maxpar
CyTOF (Cytometry) | 3150010B | Anti-Mouse Ly-6C | HK1.4 | 150Nd | Mouse | 100 Tests | <a href="https://fluidigm.my.salesforce.com/sfc/p/700000009DAw/a/4u0000019hxK/KLf4F5FPlZGa_YtfmhhsGMj6VyVtpGHgGxhL7csJFKE" target="_blank">PRD009-3150010B</a> | <a href="https://fluidigm.my.salesforce.com/sfc/p/700000009DAw/a/4u000001870w/XU6eX2YZtdejnAfGRls.mPHhJTPvhOp30R18ZV_Asw4" target="_blank">MSDS-3000000X</a> | various | Maxpar
CyTOF (Cytometry) | 3150010C | Anti-Mouse Ly-6C | HK1.4 | 150Nd | Mouse | 25 Tests | <a href="https://fluidigm.my.salesforce.com/sfc/p/700000009DAw/a/4u0000019hxK/KLf4F5FPlZGa_YtfmhhsGMj6VyVtpGHgGxhL7csJFKE" target="_blank">PRD009-3150010B</a> | <a href="https://fluidigm.my.salesforce.com/sfc/p/700000009DAw/a/4u000001870w/XU6eX2YZtdejnAfGRls.mPHhJTPvhOp30R18ZV_Asw4" target="_blank">MSDS-3000000X</a> | various | Maxpar
CyTOF (Cytometry) | 3150011B | Anti-Mouse IgD | 11-26c.2a | 150Nd | Mouse | 100 Tests | <a href="https://fluidigm.my.salesforce.com/sfc/p/700000009DAw/a/4u0000019hxP/V583qcgQSjatOBVMQf2jKpFHcJ1lJ5hjG9neioBBX7U" target="_blank">PRD009-3150011B</a> | <a href="https://fluidigm.my.salesforce.com/sfc/p/700000009DAw/a/4u000001870w/XU6eX2YZtdejnAfGRls.mPHhJTPvhOp30R18ZV_Asw4" target="_blank">MSDS-3000000X</a> | various | Maxpar
CyTOF (Cytometry) | 3150011C | Anti-Mouse IgD | 11-26c.2a | 150Nd | Mouse | 25 Tests | <a href="https://fluidigm.my.salesforce.com/sfc/p/700000009DAw/a/4u0000019hxP/V583qcgQSjatOBVMQf2jKpFHcJ1lJ5hjG9neioBBX7U" target="_blank">PRD009-3150011B</a> | <a href="https://fluidigm.my.salesforce.com/sfc/p/700000009DAw/a/4u000001870w/XU6eX2YZtdejnAfGRls.mPHhJTPvhOp30R18ZV_Asw4" target="_blank">MSDS-3000000X</a> | various | Maxpar
CyTOF (Cytometry) | 3150012B | Anti-Human CD138/Syndecan-1 | DL-101 | 150Nd | Human, African Green, Baboon, Cynomolgus | 100 Tests | <a href="https://fluidigm.my.salesforce.com/sfc/p/700000009DAw/a/4u0000019hxQ/7MzXMmsmlSJhsSZaCxxTwTr3DeV.199h4bRXFQpDahI" target="_blank">PRD009-3150012B</a> | <a href="https://fluidigm.my.salesforce.com/sfc/p/700000009DAw/a/4u000001870w/XU6eX2YZtdejnAfGRls.mPHhJTPvhOp30R18ZV_Asw4" target="_blank">MSDS-3000000X</a> | various | Maxpar
CyTOF (Cytometry) | 3150012C | Anti-Human CD138/Syndecan-1 | DL-101 | 150Nd | Human, African Green, Baboon, Cynomolgus | 25 Tests | <a href="https://fluidigm.my.salesforce.com/sfc/p/700000009DAw/a/4u0000019hxQ/7MzXMmsmlSJhsSZaCxxTwTr3DeV.199h4bRXFQpDahI" target="_blank">PRD009-3150012B</a> | <a href="https://fluidigm.my.salesforce.com/sfc/p/700000009DAw/a/4u000001870w/XU6eX2YZtdejnAfGRls.mPHhJTPvhOp30R18ZV_Asw4" target="_blank">MSDS-3000000X</a> | various | Maxpar
CyTOF (Cytometry) | 3150013A | Anti-pRb [S807/S811] | J112-906 | 150Nd | Human | 50 Tests | <a href="https://fluidigm.my.salesforce.com/sfc/p/700000009DAw/a/4u0000019hxL/EmCo4ITzpdQhfc4.T3WAz0t7_q7h5hUbr.8qtqy7vv8" target="_blank">PRD009-3150013A</a> | <a href="https://fluidigm.my.salesforce.com/sfc/p/700000009DAw/a/4u000001870w/XU6eX2YZtdejnAfGRls.mPHhJTPvhOp30R18ZV_Asw4" target="_blank">MSDS-3000000X</a> | various | Maxpar
CyTOF (Cytometry) | 3150013C | Anti-pRb [S807/S811] | J112-906 | 150Nd | Human | 25 Tests | <a href="https://fluidigm.my.salesforce.com/sfc/p/700000009DAw/a/4u0000019hxL/EmCo4ITzpdQhfc4.T3WAz0t7_q7h5hUbr.8qtqy7vv8" target="_blank">PRD009-3150013B</a> | <a href="https://fluidigm.my.salesforce.com/sfc/p/700000009DAw/a/4u000001870w/XU6eX2YZtdejnAfGRls.mPHhJTPvhOp30R18ZV_Asw4" target="_blank">MSDS-3000000X</a> | various | Maxpar
CyTOF (Cytometry) | 3150017B | Anti-Human/Mouse CD27 | LG.3A10 | 150Nd | Mouse, Rat, Human | 100 Tests | <a href="https://fluidigm.my.salesforce.com/sfc/p/700000009DAw/a/4u0000019hxj/PkFlSZxYjGd2mEtazIKTLMG2fq04Bg6W1KnWMfHa77s" target="_blank">PRD009-3150017B</a> | <a href="https://fluidigm.my.salesforce.com/sfc/p/700000009DAw/a/4u000001870w/XU6eX2YZtdejnAfGRls.mPHhJTPvhOp30R18ZV_Asw4" target="_blank">MSDS-3000000X</a> | various | Maxpar
CyTOF (Cytometry) | 3150017C | Anti-Human/Mouse CD27 | LG.3A10 | 150Nd | Mouse, Rat, Human | 25 Tests | <a href="https://fluidigm.my.salesforce.com/sfc/p/700000009DAw/a/4u0000019hxj/PkFlSZxYjGd2mEtazIKTLMG2fq04Bg6W1KnWMfHa77s" target="_blank">PRD009-3150017B</a> | <a href="https://fluidigm.my.salesforce.com/sfc/p/700000009DAw/a/4u000001870w/XU6eX2YZtdejnAfGRls.mPHhJTPvhOp30R18ZV_Asw4" target="_blank">MSDS-3000000X</a> | various | Maxpar
CyTOF (Cytometry) | 3150018B | Anti-Mouse/Human CD44 | IM7 | 150Nd | Mouse, Human, Baboon, Chimpanzee, Cynomolgus Macaque, Rhesus Macaque, Squirrel Monkey, Horse, Cow, Pig, Dog, Cat | 100 Tests | <a href="https://fluidigm.my.salesforce.com/sfc/p/700000009DAw/a/4u0000019hxo/gKZFY5_eYGG5E1wTfCIkwdVAKsPSR_a8BNa_Uc_rKVI" target="_blank">PRD009-3150018B</a> | <a href="https://fluidigm.my.salesforce.com/sfc/p/700000009DAw/a/4u000001870w/XU6eX2YZtdejnAfGRls.mPHhJTPvhOp30R18ZV_Asw4" target="_blank">MSDS-3000000X</a> | various | Maxpar
CyTOF (Cytometry) | 3150018C | Anti-Mouse/Human CD44 | IM7 | 150Nd | Mouse, Human, Baboon, Chimpanzee, Cynomolgus Macaque, Rhesus Macaque, Squirrel Monkey, Horse, Cow, Pig, Dog, Cat | 25 Tests | <a href="https://fluidigm.my.salesforce.com/sfc/p/700000009DAw/a/4u0000019hxo/gKZFY5_eYGG5E1wTfCIkwdVAKsPSR_a8BNa_Uc_rKVI" target="_blank">PRD009-3150018B</a> | <a href="https://fluidigm.my.salesforce.com/sfc/p/700000009DAw/a/4u000001870w/XU6eX2YZtdejnAfGRls.mPHhJTPvhOp30R18ZV_Asw4" target="_blank">MSDS-3000000X</a> | various | Maxpar
CyTOF (Cytometry) | 3150019B | Anti-Human Sox2 | O30-678 | 150Nd | Human, Mouse | 100 Tests | <a href="https://fluidigm.my.salesforce.com/sfc/p/700000009DAw/a/4u0000019hxy/XmACu2_9vKxVLKy9z3WsJ8dxLpiBsdVKb0GWvpSow5o" target="_blank">PRD009-3150019B</a> | <a href="https://fluidigm.my.salesforce.com/sfc/p/700000009DAw/a/4u000001870w/XU6eX2YZtdejnAfGRls.mPHhJTPvhOp30R18ZV_Asw4" target="_blank">MSDS-3000000X</a> | various | Maxpar
CyTOF (Cytometry) | 3150019C | Anti-Human Sox2 | O30-678 | 150Nd | Human, Mouse | 25 Tests | <a href="https://fluidigm.my.salesforce.com/sfc/p/700000009DAw/a/4u0000019hxy/XmACu2_9vKxVLKy9z3WsJ8dxLpiBsdVKb0GWvpSow5o" target="_blank">PRD009-3150019B</a> | <a href="https://fluidigm.my.salesforce.com/sfc/p/700000009DAw/a/4u000001870w/XU6eX2YZtdejnAfGRls.mPHhJTPvhOp30R18ZV_Asw4" target="_blank">MSDS-3000000X</a> | various | Maxpar
CyTOF (Cytometry) | 3150020B | Anti-Human CD86/B7.2 | IT2.2 | 150Nd | Human, African Green, Baboon, Capuchin Monkey, Common Marmoset, Cotton-topped Tamarin, Chimpanzee, Cynomolgus Macaque, Rhesus Macaque | 100 Tests | <a href="https://fluidigm.my.salesforce.com/sfc/p/700000009DAw/a/4u0000019hy3/bgy4iys68s2gmLxOLbLA0p00.ts8RRasnfMQylfud2Y" target="_blank">PRD009-3150020B</a> | <a href="https://fluidigm.my.salesforce.com/sfc/p/700000009DAw/a/4u000001870w/XU6eX2YZtdejnAfGRls.mPHhJTPvhOp30R18ZV_Asw4" target="_blank">MSDS-3000000X</a> | various | Maxpar
CyTOF (Cytometry) | 3150020C | Anti-Human CD86/B7.2 | IT2.2 | 150Nd | Human, African Green, Baboon, Capuchin Monkey, Common Marmoset, Cotton-topped Tamarin, Chimpanzee, Cynomolgus Macaque, Rhesus Macaque | 25 Tests | <a href="https://fluidigm.my.salesforce.com/sfc/p/700000009DAw/a/4u0000019hy3/bgy4iys68s2gmLxOLbLA0p00.ts8RRasnfMQylfud2Y" target="_blank">PRD009-3150020B</a> | <a href="https://fluidigm.my.salesforce.com/sfc/p/700000009DAw/a/4u000001870w/XU6eX2YZtdejnAfGRls.mPHhJTPvhOp30R18ZV_Asw4" target="_blank">MSDS-3000000X</a> | various | Maxpar
CyTOF (Cytometry) | 3150021B | Anti-Human CD63 | H5C6 | 150Nd | Human, African Green, Baboon, Cynomolgus, Rhesus | 100 Tests | <a href="https://fluidigm.my.salesforce.com/sfc/p/700000009DAw/a/4u0000019hy4/8gcJbcwvEYp6_KjKnEqvCIrEQZQqMZmLn.e1RD9TCwI" target="_blank">PRD009-3150021B</a> | <a href="https://fluidigm.my.salesforce.com/sfc/p/700000009DAw/a/4u000001870w/XU6eX2YZtdejnAfGRls.mPHhJTPvhOp30R18ZV_Asw4" target="_blank">MSDS-3000000X</a> | various | Maxpar
CyTOF (Cytometry) | 3150021C | Anti-Human CD63 | H5C6 | 150Nd | Human, African Green, Baboon, Cynomolgus, Rhesus | 25 Tests | <a href="https://fluidigm.my.salesforce.com/sfc/p/700000009DAw/a/4u0000019hy4/8gcJbcwvEYp6_KjKnEqvCIrEQZQqMZmLn.e1RD9TCwI" target="_blank">PRD009-3150021B</a> | <a href="https://fluidigm.my.salesforce.com/sfc/p/700000009DAw/a/4u000001870w/XU6eX2YZtdejnAfGRls.mPHhJTPvhOp30R18ZV_Asw4" target="_blank">MSDS-3000000X</a> | various | Maxpar
CyTOF (Cytometry) | 3150023B | Anti-Human CD134/OX40 | ACT35 | 150Nd | Human, Chimpanzee | 100 Tests | <a href="https://fluidigm.my.salesforce.com/sfc/p/700000009DAw/a/4u0000019hxz/yItDeTij76OVo5JsjRHCL8aDAW5aW3s_gvydA3u3NHc" target="_blank">PRD009-3150023B</a> | <a href="https://fluidigm.my.salesforce.com/sfc/p/700000009DAw/a/4u000001870w/XU6eX2YZtdejnAfGRls.mPHhJTPvhOp30R18ZV_Asw4" target="_blank">MSDS-3000000X</a> | various | Maxpar
CyTOF (Cytometry) | 3150023C | Anti-Human CD134/OX40 | ACT35 | 150Nd | Human, Chimpanzee | 25 Tests | <a href="https://fluidigm.my.salesforce.com/sfc/p/700000009DAw/a/4u0000019hxz/yItDeTij76OVo5JsjRHCL8aDAW5aW3s_gvydA3u3NHc" target="_blank">PRD009-3150023B</a> | <a href="https://fluidigm.my.salesforce.com/sfc/p/700000009DAw/a/4u000001870w/XU6eX2YZtdejnAfGRls.mPHhJTPvhOp30R18ZV_Asw4" target="_blank">MSDS-3000000X</a> | various | Maxpar
CyTOF (Cytometry) | 3150024A | Anti-p53 | DO-7 | 150Nd | Human | 50 Tests | <a href="https://fluidigm.my.salesforce.com/sfc/p/700000009DAw/a/4u0000019hyD/OdGuOyArKGFn4bt2V_A7kehgGARj9DlFUJqrfIG9nN0" target="_blank">PRD009-3150024A</a> | <a href="https://fluidigm.my.salesforce.com/sfc/p/700000009DAw/a/4u000001870w/XU6eX2YZtdejnAfGRls.mPHhJTPvhOp30R18ZV_Asw4" target="_blank">MSDS-3000000X</a> | various | Maxpar
CyTOF (Cytometry) | 3150024C | Anti-p53 | DO-7 | 150Nd | Human | 25 Tests | <a href="https://fluidigm.my.salesforce.com/sfc/p/700000009DAw/a/4u0000019hyD/OdGuOyArKGFn4bt2V_A7kehgGARj9DlFUJqrfIG9nN0" target="_blank">PRD009-3150024B</a> | <a href="https://fluidigm.my.salesforce.com/sfc/p/700000009DAw/a/4u000001870w/XU6eX2YZtdejnAfGRls.mPHhJTPvhOp30R18ZV_Asw4" target="_blank">MSDS-3000000X</a> | various | Maxpar
CyTOF (Cytometry) | 3150026B | Anti-Human CD51/61 | 23C6 | 150Nd | Human, African Green, Chicken, Cynomolgus, Rabbit (Lapine) | 100 Tests | <a href="https://fluidigm.my.salesforce.com/sfc/p/700000009DAw/a/4u0000019hyI/g.xs3tAPxwrS1_pJzQZvhucPuUlXqkZFyMAAXnyj3yU" target="_blank">PRD009-3150026B</a> | <a href="https://fluidigm.my.salesforce.com/sfc/p/700000009DAw/a/4u000001870w/XU6eX2YZtdejnAfGRls.mPHhJTPvhOp30R18ZV_Asw4" target="_blank">MSDS-3000000X</a> | various | Maxpar
CyTOF (Cytometry) | 3150026C | Anti-Human CD51/61 | 23C6 | 150Nd | Human, African Green, Chicken, Cynomolgus, Rabbit (Lapine) | 25 Tests | <a href="https://fluidigm.my.salesforce.com/sfc/p/700000009DAw/a/4u0000019hyI/g.xs3tAPxwrS1_pJzQZvhucPuUlXqkZFyMAAXnyj3yU" target="_blank">PRD009-3150026B</a> | <a href="https://fluidigm.my.salesforce.com/sfc/p/700000009DAw/a/4u000001870w/XU6eX2YZtdejnAfGRls.mPHhJTPvhOp30R18ZV_Asw4" target="_blank">MSDS-3000000X</a> | various | Maxpar
CyTOF (Cytometry) | 3150027B | Anti-Human FceRI | AER-37 (CRA-1) | 150Nd | Human,Baboon, Cynomolgus, Rhesus | 100 Tests | <a href="https://fluidigm.my.salesforce.com/sfc/p/700000009DAw/a/4u0000019hyc/vS1KE5W3.HIM9oj45P9CuM0k0uJ23_Lcd03vlV2UeIY" target="_blank">PRD009-3150027B</a> | <a href="https://fluidigm.my.salesforce.com/sfc/p/700000009DAw/a/4u000001870w/XU6eX2YZtdejnAfGRls.mPHhJTPvhOp30R18ZV_Asw4" target="_blank">MSDS-3000000X</a> | various | Maxpar
CyTOF (Cytometry) | 3150027C | Anti-Human FceRI | AER-37 (CRA-1) | 150Nd | Human,Baboon, Cynomolgus, Rhesus | 25 Tests | <a href="https://fluidigm.my.salesforce.com/sfc/p/700000009DAw/a/4u0000019hyc/vS1KE5W3.HIM9oj45P9CuM0k0uJ23_Lcd03vlV2UeIY" target="_blank">PRD009-3150027B</a> | <a href="https://fluidigm.my.salesforce.com/sfc/p/700000009DAw/a/4u000001870w/XU6eX2YZtdejnAfGRls.mPHhJTPvhOp30R18ZV_Asw4" target="_blank">MSDS-3000000X</a> | various | Maxpar
CyTOF (Cytometry) | 3150028B | Anti-Human HLA-DR, DP | Tu36 | 150Nd | Human, Rhesus, Cynomolgus, Baboon, Dog, Rabbit | 100 Tests | <a href="https://fluidigm.my.salesforce.com/sfc/p/700000009DAw/a/4u0000019hyh/UW4ePdJpy48xzQ9QY38kfXa4A44d8CL6CIs2Jk8hKNU" target="_blank">PRD009-3150028B</a> | <a href="https://fluidigm.my.salesforce.com/sfc/p/700000009DAw/a/4u000001870w/XU6eX2YZtdejnAfGRls.mPHhJTPvhOp30R18ZV_Asw4" target="_blank">MSDS-3000000X</a> | various | Maxpar
CyTOF (Cytometry) | 3150028C | Anti-Human HLA-DR, DP | Tu36 | 150Nd | Human, Rhesus, Cynomolgus, Baboon, Dog, Rabbit | 25 Tests | <a href="https://fluidigm.my.salesforce.com/sfc/p/700000009DAw/a/4u0000019hyh/UW4ePdJpy48xzQ9QY38kfXa4A44d8CL6CIs2Jk8hKNU" target="_blank">PRD009-3150028B</a> | <a href="https://fluidigm.my.salesforce.com/sfc/p/700000009DAw/a/4u000001870w/XU6eX2YZtdejnAfGRls.mPHhJTPvhOp30R18ZV_Asw4" target="_blank">MSDS-3000000X</a> | various | Maxpar
CyTOF (Cytometry) | 3150030B | Anti-Human CD223/LAG-3 | 11C3C65 | 150Nd | Human | 100 Tests | <a href="https://fluidigm.my.salesforce.com/sfc/p/700000009DAw/a/4u0000019hym/5zjh.teKG_yIqK5MlQd0TLxgMYmB9tFYIDnxNxUCeSQ" target="_blank">PRD009-3150030B</a> | <a href="https://fluidigm.my.salesforce.com/sfc/p/700000009DAw/a/4u000001870w/XU6eX2YZtdejnAfGRls.mPHhJTPvhOp30R18ZV_Asw4" target="_blank">MSDS-3000000X</a> | various | Maxpar
CyTOF (Cytometry) | 3150030C | Anti-Human CD223/LAG-3 | 11C3C65 | 150Nd | Human | 25 Tests | <a href="https://fluidigm.my.salesforce.com/sfc/p/700000009DAw/a/4u0000019hym/5zjh.teKG_yIqK5MlQd0TLxgMYmB9tFYIDnxNxUCeSQ" target="_blank">PRD009-3150030B</a> | <a href="https://fluidigm.my.salesforce.com/sfc/p/700000009DAw/a/4u000001870w/XU6eX2YZtdejnAfGRls.mPHhJTPvhOp30R18ZV_Asw4" target="_blank">MSDS-3000000X</a> | various | Maxpar
CyTOF (Cytometry) | 3150034B | Anti-Human CD45RA | HI100 | 150Nd | Human, Chimpanzee | 100 Tests | <a href="https://fluidigm.my.salesforce.com/sfc/p/700000009DAw/a/4u000000qPxi/HMRacWDuC8s79Bd44OnuqskQ.ARN3nqb45p7hDozzNg" target="_blank">PRD009-3150034B</a> | <a href="https://fluidigm.my.salesforce.com/sfc/p/700000009DAw/a/4u000001870w/XU6eX2YZtdejnAfGRls.mPHhJTPvhOp30R18ZV_Asw4" target="_blank">MSDS-3000000X</a> | various | Maxpar
CyTOF (Cytometry) | 3150034C | Anti-Human CD45RA | HI100 | 150Nd | Human, Chimpanzee | 25 Tests | <a href="https://fluidigm.my.salesforce.com/sfc/p/700000009DAw/a/4u000000qPxi/HMRacWDuC8s79Bd44OnuqskQ.ARN3nqb45p7hDozzNg" target="_blank">PRD009-3150034B</a> | <a href="https://fluidigm.my.salesforce.com/sfc/p/700000009DAw/a/4u000001870w/XU6eX2YZtdejnAfGRls.mPHhJTPvhOp30R18ZV_Asw4" target="_blank">MSDS-3000000X</a> | various | Maxpar
CyTOF (Cytometry) | 3151001B | Anti-Human CD123/IL-3R | 6H6 | 151Eu | Human, Rhesus Macaque | 100 Tests | <a href="https://fluidigm.my.salesforce.com/sfc/p/700000009DAw/a/4u0000019hyn/JqPtNU17jH783iTi38rrWEqGwFX4PunwmQiZKbvC1x4" target="_blank">PRD009-3151001B</a> | <a href="https://fluidigm.my.salesforce.com/sfc/p/700000009DAw/a/4u000001870w/XU6eX2YZtdejnAfGRls.mPHhJTPvhOp30R18ZV_Asw4" target="_blank">MSDS-3000000X</a> | various | Maxpar
CyTOF (Cytometry) | 3151001C | Anti-Human CD123/IL-3R | 6H6 | 151Eu | Human, Rhesus Macaque | 25 Tests | <a href="https://fluidigm.my.salesforce.com/sfc/p/700000009DAw/a/4u0000019hyn/JqPtNU17jH783iTi38rrWEqGwFX4PunwmQiZKbvC1x4" target="_blank">PRD009-3151001B</a> | <a href="https://fluidigm.my.salesforce.com/sfc/p/700000009DAw/a/4u000001870w/XU6eX2YZtdejnAfGRls.mPHhJTPvhOp30R18ZV_Asw4" target="_blank">MSDS-3000000X</a> | various | Maxpar
CyTOF (Cytometry) | 3151002B | Anti-Human CD107a/LAMP-1 | H4A3 | 151Eu | Human, African Green, Baboon, Chimpanzee, Cynomolgus, Pigtailed Macaque, Rhesus | 100 Tests | <a href="https://fluidigm.my.salesforce.com/sfc/p/#700000009DAw/a/4u0000019hyr/nbxNBQHOQtrDJtjtsd0mXx8.AE1lgvOcTdWexPtGRiQ" target="_blank">PRD009-3151002B</a> | <a href="https://fluidigm.my.salesforce.com/sfc/p/700000009DAw/a/4u000001870w/XU6eX2YZtdejnAfGRls.mPHhJTPvhOp30R18ZV_Asw4" target="_blank">MSDS-3000000X</a> | various | Maxpar
CyTOF (Cytometry) | 3151002C | Anti-Human CD107a/LAMP-1 | H4A3 | 151Eu | Human, African Green, Baboon, Chimpanzee, Cynomolgus, Pigtailed Macaque, Rhesus | 25 Tests | <a href="https://fluidigm.my.salesforce.com/sfc/p/700000009DAw/a/4u0000019hyr/nbxNBQHOQtrDJtjtsd0mXx8.AE1lgvOcTdWexPtGRiQ" target="_blank">PRD009-3151002B</a> | <a href="https://fluidigm.my.salesforce.com/sfc/p/700000009DAw/a/4u000001870w/XU6eX2YZtdejnAfGRls.mPHhJTPvhOp30R18ZV_Asw4" target="_blank">MSDS-3000000X</a> | various | Maxpar
CyTOF (Cytometry) | 3151003B | Anti-Human CD2 | TS1/8 | 151Eu | Human | 100 Tests | <a href="https://fluidigm.my.salesforce.com/sfc/p/700000009DAw/a/4u0000019hyw/zYrTijdPfDeMgAL6GH93aDhLEEARMY4MYKoXtfdnqqw" target="_blank">PRD009-3151003B</a> | <a href="https://fluidigm.my.salesforce.com/sfc/p/700000009DAw/a/4u000001870w/XU6eX2YZtdejnAfGRls.mPHhJTPvhOp30R18ZV_Asw4" target="_blank">MSDS-3000000X</a> | various | Maxpar
CyTOF (Cytometry) | 3151003C | Anti-Human CD2 | TS1/8 | 151Eu | Human | 25 Tests | <a href="https://fluidigm.my.salesforce.com/sfc/p/700000009DAw/a/4u0000019hyw/zYrTijdPfDeMgAL6GH93aDhLEEARMY4MYKoXtfdnqqw" target="_blank">PRD009-3151003B</a> | <a href="https://fluidigm.my.salesforce.com/sfc/p/700000009DAw/a/4u000001870w/XU6eX2YZtdejnAfGRls.mPHhJTPvhOp30R18ZV_Asw4" target="_blank">MSDS-3000000X</a> | various | Maxpar
CyTOF (Cytometry) | 3151004B | Anti-Human IgGλ | MHL-38 | 151Eu | Human, Baboon, Cynomolgus, Rhesus | 100 Tests | <a href="https://fluidigm.my.salesforce.com/sfc/p/700000009DAw/a/4u0000019hyo/T2CAuR.DoNi8xWnP0K0ELzaBi9NUFhCFd9MLcMFkdE8" target="_blank">PRD009-3151004B</a> | <a href="https://fluidigm.my.salesforce.com/sfc/p/700000009DAw/a/4u000001870w/XU6eX2YZtdejnAfGRls.mPHhJTPvhOp30R18ZV_Asw4" target="_blank">MSDS-3000000X</a> | various | Maxpar
CyTOF (Cytometry) | 3151004C | Anti-Human IgGλ | MHL-38 | 151Eu | Human, Baboon, Cynomolgus, Rhesus | 25 Tests | <a href="https://fluidigm.my.salesforce.com/sfc/p/700000009DAw/a/4u0000019hyo/T2CAuR.DoNi8xWnP0K0ELzaBi9NUFhCFd9MLcMFkdE8" target="_blank">PRD009-3151004B</a> | <a href="https://fluidigm.my.salesforce.com/sfc/p/700000009DAw/a/4u000001870w/XU6eX2YZtdejnAfGRls.mPHhJTPvhOp30R18ZV_Asw4" target="_blank">MSDS-3000000X</a> | various | Maxpar
CyTOF (Cytometry) | 3151005B | Anti-Mouse CD28 | 37.51 | 151Eu | Mouse | 100 Tests | <a href="https://fluidigm.my.salesforce.com/sfc/p/700000009DAw/a/4u0000019hz1/tymJOa3NAqixsmlTmKFbtCX1JU2.f3JWVhl8Snurlvo" target="_blank">PRD009-3151005B</a> | <a href="https://fluidigm.my.salesforce.com/sfc/p/700000009DAw/a/4u000001870w/XU6eX2YZtdejnAfGRls.mPHhJTPvhOp30R18ZV_Asw4" target="_blank">MSDS-3000000X</a> | various | Maxpar
CyTOF (Cytometry) | 3151005C | Anti-Mouse CD28 | 37.51 | 151Eu | Mouse | 25 Tests | <a href="https://fluidigm.my.salesforce.com/sfc/p/700000009DAw/a/4u0000019hz1/tymJOa3NAqixsmlTmKFbtCX1JU2.f3JWVhl8Snurlvo" target="_blank">PRD009-3151005B</a> | <a href="https://fluidigm.my.salesforce.com/sfc/p/700000009DAw/a/4u000001870w/XU6eX2YZtdejnAfGRls.mPHhJTPvhOp30R18ZV_Asw4" target="_blank">MSDS-3000000X</a> | various | Maxpar
CyTOF (Cytometry) | 3151006B | Anti-Mouse IgM | RMM-1 | 151Eu | Mouse | 100 Tests | <a href="https://fluidigm.my.salesforce.com/sfc/p/700000009DAw/a/4u0000019hz6/0AbsLaCiuXgtJbJfh3b1uO9c5hyZty4dwwlyXlQbY.A" target="_blank">PRD009-3151006B</a> | <a href="https://fluidigm.my.salesforce.com/sfc/p/700000009DAw/a/4u000001870w/XU6eX2YZtdejnAfGRls.mPHhJTPvhOp30R18ZV_Asw4" target="_blank">MSDS-3000000X</a> | various | Maxpar
CyTOF (Cytometry) | 3151006C | Anti-Mouse IgM | RMM-1 | 151Eu | Mouse | 25 Tests | <a href="https://fluidigm.my.salesforce.com/sfc/p/700000009DAw/a/4u0000019hz6/0AbsLaCiuXgtJbJfh3b1uO9c5hyZty4dwwlyXlQbY.A" target="_blank">PRD009-3151006B</a> | <a href="https://fluidigm.my.salesforce.com/sfc/p/700000009DAw/a/4u000001870w/XU6eX2YZtdejnAfGRls.mPHhJTPvhOp30R18ZV_Asw4" target="_blank">MSDS-3000000X</a> | various | Maxpar
CyTOF (Cytometry) | 3151007B | Anti-Mouse CD25 | 3C7 | 151Eu | Mouse | 100 Tests | <a href="https://fluidigm.my.salesforce.com/sfc/p/700000009DAw/a/4u0000019hzB/CtRUPRvY48EzS.V.QM_Jm7wzSGLVNHQ8SnHp5zV.uSE" target="_blank">PRD009-3151007B</a> | <a href="https://fluidigm.my.salesforce.com/sfc/p/700000009DAw/a/4u000001870w/XU6eX2YZtdejnAfGRls.mPHhJTPvhOp30R18ZV_Asw4" target="_blank">MSDS-3000000X</a> | various | Maxpar
CyTOF (Cytometry) | 3151007C | Anti-Mouse CD25 | 3C7 | 151Eu | Mouse | 25 Tests | <a href="https://fluidigm.my.salesforce.com/sfc/p/700000009DAw/a/4u0000019hzB/CtRUPRvY48EzS.V.QM_Jm7wzSGLVNHQ8SnHp5zV.uSE" target="_blank">PRD009-3151007B</a> | <a href="https://fluidigm.my.salesforce.com/sfc/p/700000009DAw/a/4u000001870w/XU6eX2YZtdejnAfGRls.mPHhJTPvhOp30R18ZV_Asw4" target="_blank">MSDS-3000000X</a> | various | Maxpar
CyTOF (Cytometry) | 3151009B | Anti-Human CD14 | M5E2 | 151Eu | Human, Cynomolgus Macaque, Rhesus Macaque, African Green Monkey, Capuchin Monkey, Cow, Chimpanzee, Common Marmoset, Cotton-Topped Tamarin, Dog, Pigtailed Macaque, Squirrel Monkey | 100 Tests | <a href="https://fluidigm.my.salesforce.com/sfc/p/700000009DAw/a/4u0000019hzG/.F3FKG61ZP5CqQjJ1rknwRbiPL2oCbQ9MPO0gxCmOXc" target="_blank">PRD009-3151009B</a> | <a href="https://fluidigm.my.salesforce.com/sfc/p/700000009DAw/a/4u000001870w/XU6eX2YZtdejnAfGRls.mPHhJTPvhOp30R18ZV_Asw4" target="_blank">MSDS-3000000X</a> | various | Maxpar
CyTOF (Cytometry) | 3151009C | Anti-Human CD14 | M5E2 | 151Eu | Human, Cynomolgus Macaque, Rhesus Macaque, African Green Monkey, Capuchin Monkey, Cow, Chimpanzee, Common Marmoset, Cotton-Topped Tamarin, Dog, Pigtailed Macaque, Squirrel Monkey | 25 Tests | <a href="https://fluidigm.my.salesforce.com/sfc/p/700000009DAw/a/4u0000019hzG/.F3FKG61ZP5CqQjJ1rknwRbiPL2oCbQ9MPO0gxCmOXc" target="_blank">PRD009-3151009B</a> | <a href="https://fluidigm.my.salesforce.com/sfc/p/700000009DAw/a/4u000001870w/XU6eX2YZtdejnAfGRls.mPHhJTPvhOp30R18ZV_Asw4" target="_blank">MSDS-3000000X</a> | various | Maxpar
CyTOF (Cytometry) | 3151010B | Anti-Mouse Ly-6G | 1A8 | 151Eu | Mouse | 100 Tests | <a href="https://fluidigm.my.salesforce.com/sfc/p/700000009DAw/a/4u0000019hzH/HdjF2LjKlpMa9r3XpYiO.A5Ov.MIeVK4.u9H0sfxVQc" target="_blank">PRD009-3151010B</a> | <a href="https://fluidigm.my.salesforce.com/sfc/p/700000009DAw/a/4u000001870w/XU6eX2YZtdejnAfGRls.mPHhJTPvhOp30R18ZV_Asw4" target="_blank">MSDS-3000000X</a> | various | Maxpar
CyTOF (Cytometry) | 3151010C | Anti-Mouse Ly-6G | 1A8 | 151Eu | Mouse | 25 Tests | <a href="https://fluidigm.my.salesforce.com/sfc/p/700000009DAw/a/4u0000019hzH/HdjF2LjKlpMa9r3XpYiO.A5Ov.MIeVK4.u9H0sfxVQc" target="_blank">PRD009-3151010B</a> | <a href="https://fluidigm.my.salesforce.com/sfc/p/700000009DAw/a/4u000001870w/XU6eX2YZtdejnAfGRls.mPHhJTPvhOp30R18ZV_Asw4" target="_blank">MSDS-3000000X</a> | various | Maxpar
CyTOF (Cytometry) | 3151011B | Anti-Human CD103 | Ber-ACT8 | 151Eu | Human, Cynomolgus Macaque | 100 Tests | <a href="https://fluidigm.my.salesforce.com/sfc/p/700000009DAw/a/4u0000019hzL/2lvh6NKzO1irkZDFkW6OL.V1n5srLbsLmByZdWZsibI" target="_blank">PRD009-3151011B</a> | <a href="https://fluidigm.my.salesforce.com/sfc/p/700000009DAw/a/4u000001870w/XU6eX2YZtdejnAfGRls.mPHhJTPvhOp30R18ZV_Asw4" target="_blank">MSDS-3000000X</a> | various | Maxpar
CyTOF (Cytometry) | 3151011C | Anti-Human CD103 | Ber-ACT8 | 151Eu | Human, Cynomolgus Macaque | 25 Tests | <a href="https://fluidigm.my.salesforce.com/sfc/p/700000009DAw/a/4u0000019hzL/2lvh6NKzO1irkZDFkW6OL.V1n5srLbsLmByZdWZsibI" target="_blank">PRD009-3151011B</a> | <a href="https://fluidigm.my.salesforce.com/sfc/p/700000009DAw/a/4u000001870w/XU6eX2YZtdejnAfGRls.mPHhJTPvhOp30R18ZV_Asw4" target="_blank">MSDS-3000000X</a> | various | Maxpar
CyTOF (Cytometry) | 3151012B | Anti-Mouse CD64 | X54-5/7.1 | 151Eu | Mouse | 100 Tests | <a href="https://fluidigm.my.salesforce.com/sfc/p/700000009DAw/a/4u0000019hzQ/MuZbWHZ0YFM0j4.8TIj0YZiJ50rHeuefZxkyv8S2nf4" target="_blank">PRD009-3151012B</a> | <a href="https://fluidigm.my.salesforce.com/sfc/p/700000009DAw/a/4u000001870w/XU6eX2YZtdejnAfGRls.mPHhJTPvhOp30R18ZV_Asw4" target="_blank">MSDS-3000000X</a> | various | Maxpar
CyTOF (Cytometry) | 3151012C | Anti-Mouse CD64 | X54-5/7.1 | 151Eu | Mouse | 25 Tests | <a href="https://fluidigm.my.salesforce.com/sfc/p/700000009DAw/a/4u0000019hzQ/MuZbWHZ0YFM0j4.8TIj0YZiJ50rHeuefZxkyv8S2nf4" target="_blank">PRD009-3151012B</a> | <a href="https://fluidigm.my.salesforce.com/sfc/p/700000009DAw/a/4u000001870w/XU6eX2YZtdejnAfGRls.mPHhJTPvhOp30R18ZV_Asw4" target="_blank">MSDS-3000000X</a> | various | Maxpar
CyTOF (Cytometry) | 3151013A | Anti-Human Nestin | 25/Nestin | 151Eu | Human | 50 Tests | <a href="https://fluidigm.my.salesforce.com/sfc/p/700000009DAw/a/4u0000019hzV/8leH5R367GO0H4P0Onlh2iREJbmKgJsCVnLpGli.mGk" target="_blank">PRD009-3151013A</a> | <a href="https://fluidigm.my.salesforce.com/sfc/p/700000009DAw/a/4u000001870w/XU6eX2YZtdejnAfGRls.mPHhJTPvhOp30R18ZV_Asw4" target="_blank">MSDS-3000000X</a> | various | Maxpar
CyTOF (Cytometry) | 3151013C | Anti-Human Nestin | 25/Nestin | 151Eu | Human | 25 Tests | <a href="https://fluidigm.my.salesforce.com/sfc/p/700000009DAw/a/4u0000019hzV/8leH5R367GO0H4P0Onlh2iREJbmKgJsCVnLpGli.mGk" target="_blank">PRD009-3151013B</a> | <a href="https://fluidigm.my.salesforce.com/sfc/p/700000009DAw/a/4u000001870w/XU6eX2YZtdejnAfGRls.mPHhJTPvhOp30R18ZV_Asw4" target="_blank">MSDS-3000000X</a> | various | Maxpar
CyTOF (Cytometry) | 3151014B | Anti-Human/Mouse IL-5 | TRFK5 | 151Eu | Mouse, Human, Guinea Pig | 100 Tests | <a href="https://fluidigm.my.salesforce.com/sfc/p/700000009DAw/a/4u0000019hzC/Ys.iLYIdDPIavBaTcLvX4EAMnPURk4DWvuS_wxPbnF4" target="_blank">PRD009-3151014B</a> | <a href="https://fluidigm.my.salesforce.com/sfc/p/700000009DAw/a/4u000001870w/XU6eX2YZtdejnAfGRls.mPHhJTPvhOp30R18ZV_Asw4" target="_blank">MSDS-3000000X</a> | various | Maxpar
CyTOF (Cytometry) | 3151014C | Anti-Human/Mouse IL-5 | TRFK5 | 151Eu | Mouse, Human, Guinea Pig | 25 Tests | <a href="https://fluidigm.my.salesforce.com/sfc/p/700000009DAw/a/4u0000019hzC/Ys.iLYIdDPIavBaTcLvX4EAMnPURk4DWvuS_wxPbnF4" target="_blank">PRD009-3151014B</a> | <a href="https://fluidigm.my.salesforce.com/sfc/p/700000009DAw/a/4u000001870w/XU6eX2YZtdejnAfGRls.mPHhJTPvhOp30R18ZV_Asw4" target="_blank">MSDS-3000000X</a> | various | Maxpar
CyTOF (Cytometry) | 3151015B | Anti-Human CD102 | CBR-IC2/2 | 151Eu | Human, African Green, Baboon, Cynomolgus, Rhesus | 100 Tests | <a href="https://fluidigm.my.salesforce.com/sfc/p/700000009DAw/a/4u0000019ii9/mPsNlVlJ2mX7vI1fJHaDV3aXy6z5vtc_F1A8RbmfuAo" target="_blank">PRD009-3151015B</a> | <a href="https://fluidigm.my.salesforce.com/sfc/p/700000009DAw/a/4u000001870w/XU6eX2YZtdejnAfGRls.mPHhJTPvhOp30R18ZV_Asw4" target="_blank">MSDS-3000000X</a> | various | Maxpar
CyTOF (Cytometry) | 3151015C | Anti-Human CD102 | CBR-IC2/2 | 151Eu | Human, African Green, Baboon, Cynomolgus, Rhesus | 25 Tests | <a href="https://fluidigm.my.salesforce.com/sfc/p/700000009DAw/a/4u0000019ii9/mPsNlVlJ2mX7vI1fJHaDV3aXy6z5vtc_F1A8RbmfuAo" target="_blank">PRD009-3151015B</a> | <a href="https://fluidigm.my.salesforce.com/sfc/p/700000009DAw/a/4u000001870w/XU6eX2YZtdejnAfGRls.mPHhJTPvhOp30R18ZV_Asw4" target="_blank">MSDS-3000000X</a> | various | Maxpar
CyTOF (Cytometry) | 3151016B | Anti-Mouse CD49d | R1-2 | 151Eu | Mouse | 100 Tests | <a href="https://fluidigm.my.salesforce.com/sfc/p/700000009DAw/a/4u0000019hzI/DvI4BVhN5NcodeIZ3aapDqYfewMOse9mKQa6dyrlveI" target="_blank">PRD009-3151016B</a> | <a href="https://fluidigm.my.salesforce.com/sfc/p/700000009DAw/a/4u000001870w/XU6eX2YZtdejnAfGRls.mPHhJTPvhOp30R18ZV_Asw4" target="_blank">MSDS-3000000X</a> | various | Maxpar
CyTOF (Cytometry) | 3151016C | Anti-Mouse CD49d | R1-2 | 151Eu | Mouse | 25 Tests | <a href="https://fluidigm.my.salesforce.com/sfc/p/700000009DAw/a/4u0000019hzI/DvI4BVhN5NcodeIZ3aapDqYfewMOse9mKQa6dyrlveI" target="_blank">PRD009-3151016B</a> | <a href="https://fluidigm.my.salesforce.com/sfc/p/700000009DAw/a/4u000001870w/XU6eX2YZtdejnAfGRls.mPHhJTPvhOp30R18ZV_Asw4" target="_blank">MSDS-3000000X</a> | various | Maxpar
CyTOF (Cytometry) | 3151017B | Anti-Mouse CD140b | APB5 | 151Eu | Mouse | 100 Tests | <a href="https://fluidigm.my.salesforce.com/sfc/p/700000009DAw/a/4u0000019hzW/9cFpnBgVahMY7v_LHF8lJ.aXAiYN5ZHkCYBnrUlVihc" target="_blank">PRD009-3151017B</a> | <a href="https://fluidigm.my.salesforce.com/sfc/p/700000009DAw/a/4u000001870w/XU6eX2YZtdejnAfGRls.mPHhJTPvhOp30R18ZV_Asw4" target="_blank">MSDS-3000000X</a> | various | Maxpar
CyTOF (Cytometry) | 3151017C | Anti-Mouse CD140b | APB5 | 151Eu | Mouse | 25 Tests | <a href="https://fluidigm.my.salesforce.com/sfc/p/700000009DAw/a/4u0000019hzW/9cFpnBgVahMY7v_LHF8lJ.aXAiYN5ZHkCYBnrUlVihc" target="_blank">PRD009-3151017B</a> | <a href="https://fluidigm.my.salesforce.com/sfc/p/700000009DAw/a/4u000001870w/XU6eX2YZtdejnAfGRls.mPHhJTPvhOp30R18ZV_Asw4" target="_blank">MSDS-3000000X</a> | various | Maxpar
CyTOF (Cytometry) | 3151019B | Anti-Mouse CD166/ALCAM | eBioALC48 | 151Eu | Mouse | 100 Tests | <a href="https://fluidigm.my.salesforce.com/sfc/p/700000009DAw/a/4u0000019hzf/JnAAIgjMAhIcJUAmaF_J8MpZsLIJTv27kx6hfA6zkzc" target="_blank">PRD009-3151019B</a> | <a href="https://fluidigm.my.salesforce.com/sfc/p/700000009DAw/a/4u000001870w/XU6eX2YZtdejnAfGRls.mPHhJTPvhOp30R18ZV_Asw4" target="_blank">MSDS-3000000X</a> | various | Maxpar
CyTOF (Cytometry) | 3151019C | Anti-Mouse CD166/ALCAM | eBioALC48 | 151Eu | Mouse | 25 Tests | <a href="https://fluidigm.my.salesforce.com/sfc/p/700000009DAw/a/4u0000019hzf/JnAAIgjMAhIcJUAmaF_J8MpZsLIJTv27kx6hfA6zkzc" target="_blank">PRD009-3151019B</a> | <a href="https://fluidigm.my.salesforce.com/sfc/p/700000009DAw/a/4u000001870w/XU6eX2YZtdejnAfGRls.mPHhJTPvhOp30R18ZV_Asw4" target="_blank">MSDS-3000000X</a> | various | Maxpar
CyTOF (Cytometry) | 3151020B | Anti-CD278/ICOS | C398.4A | 151Eu | Human, Rhesus Macaque, Rat, Mouse, Pig, African Green, Baboon, Cynomolgus Macaque | 100 Tests | <a href="https://fluidigm.my.salesforce.com/sfc/p/700000009DAw/a/4u0000019hzk/uC1nzTZtjauyxyk7Snw8C0nnTmHUlsyzPw3PiEc1TEg" target="_blank">PRD009-3151020B</a> | <a href="https://fluidigm.my.salesforce.com/sfc/p/700000009DAw/a/4u000001870w/XU6eX2YZtdejnAfGRls.mPHhJTPvhOp30R18ZV_Asw4" target="_blank">MSDS-3000000X</a> | various | Maxpar
CyTOF (Cytometry) | 3151020C | Anti-CD278/ICOS | C398.4A | 151Eu | Human, Rhesus Macaque, Rat, Mouse, Pig, African Green, Baboon, Cynomolgus Macaque | 25 Tests | <a href="https://fluidigm.my.salesforce.com/sfc/p/700000009DAw/a/4u0000019hzk/uC1nzTZtjauyxyk7Snw8C0nnTmHUlsyzPw3PiEc1TEg" target="_blank">PRD009-3151020B</a> | <a href="https://fluidigm.my.salesforce.com/sfc/p/700000009DAw/a/4u000001870w/XU6eX2YZtdejnAfGRls.mPHhJTPvhOp30R18ZV_Asw4" target="_blank">MSDS-3000000X</a> | various | Maxpar
CyTOF (Cytometry) | 3151023B | Anti-Human HLA-DR | G46-6 | 151Eu | Human, Rhesus, Cynomolgus, Baboon, Dog | 100 Tests | <a href="https://fluidigm.my.salesforce.com/sfc/p/700000009DAw/a/4u0000019hzp/lr4fBrSrbDzBAosMQ4BoMB7Sf8tCl3zBbxF0oL99Xiw" target="_blank">PRD009-3151023B</a> | <a href="https://fluidigm.my.salesforce.com/sfc/p/700000009DAw/a/4u000001870w/XU6eX2YZtdejnAfGRls.mPHhJTPvhOp30R18ZV_Asw4" target="_blank">MSDS-3000000X</a> | various | Maxpar
CyTOF (Cytometry) | 3151023C | Anti-Human HLA-DR | G46-6 | 151Eu | Human, Rhesus, Cynomolgus, Baboon, Dog | 25 Tests | <a href="https://fluidigm.my.salesforce.com/sfc/p/700000009DAw/a/4u0000019hzp/lr4fBrSrbDzBAosMQ4BoMB7Sf8tCl3zBbxF0oL99Xiw" target="_blank">PRD009-3151023B</a> | <a href="https://fluidigm.my.salesforce.com/sfc/p/700000009DAw/a/4u000001870w/XU6eX2YZtdejnAfGRls.mPHhJTPvhOp30R18ZV_Asw4" target="_blank">MSDS-3000000X</a> | various | Maxpar
CyTOF (Cytometry) | 3151029B | Anti-Human CD161 | HP-3G10 | 151Eu | Human, Cynomolgus Macaque, Rhesus Macaque, African Green, Baboon | 100 Tests | <a href="https://fluidigm.my.salesforce.com/sfc/p/700000009DAw/a/4u000000qQSC/5IldGP1y7ZbSprp857IXUV5jlYefSx98Y53Z5Y3eI2w" target="_blank">PRD009-3151029B</a> | <a href="https://fluidigm.my.salesforce.com/sfc/p/700000009DAw/a/4u000001870w/XU6eX2YZtdejnAfGRls.mPHhJTPvhOp30R18ZV_Asw4" target="_blank">MSDS-3000000X</a> | various | Maxpar
CyTOF (Cytometry) | 3151029C | Anti-Human CD161 | HP-3G10 | 151Eu | Human, Cynomolgus Macaque, Rhesus Macaque, African Green, Baboon | 25 Tests | <a href="https://fluidigm.my.salesforce.com/sfc/p/700000009DAw/a/4u000000qQSC/5IldGP1y7ZbSprp857IXUV5jlYefSx98Y53Z5Y3eI2w" target="_blank">PRD009-3151029B</a> | <a href="https://fluidigm.my.salesforce.com/sfc/p/700000009DAw/a/4u000001870w/XU6eX2YZtdejnAfGRls.mPHhJTPvhOp30R18ZV_Asw4" target="_blank">MSDS-3000000X</a> | various | Maxpar
CyTOF (Cytometry) | 3152002B | Anti-Human TNFα | Mab11 | 152Sm | Human, Cat, Chimpanzee, Baboon, Cynomolgus Macaque, Rhesus Macaque, Pigtailed Macaque, Sooty Mangabey, Pig | 100 Tests | <a href="https://fluidigm.my.salesforce.com/sfc/p/700000009DAw/a/4u0000019hzz/cHTVcYD0.UnvsfJbilDkytDCEWQLgjm1HWIsBRJBbps" target="_blank">PRD009-3152002B</a> | <a href="https://fluidigm.my.salesforce.com/sfc/p/700000009DAw/a/4u000001870w/XU6eX2YZtdejnAfGRls.mPHhJTPvhOp30R18ZV_Asw4" target="_blank">MSDS-3000000X</a> | various | Maxpar
CyTOF (Cytometry) | 3152002C | Anti-Human TNFα | Mab11 | 152Sm | Mouse | 25 Tests | <a href="https://fluidigm.my.salesforce.com/sfc/p/700000009DAw/a/4u0000019hzz/cHTVcYD0.UnvsfJbilDkytDCEWQLgjm1HWIsBRJBbps" target="_blank">PRD009-3152002B</a> | <a href="https://fluidigm.my.salesforce.com/sfc/p/700000009DAw/a/4u000001870w/XU6eX2YZtdejnAfGRls.mPHhJTPvhOp30R18ZV_Asw4" target="_blank">MSDS-3000000X</a> | various | Maxpar
CyTOF (Cytometry) | 3152003B | Anti-Human CD13 | WM15 | 152Sm | Human, Baboon, Chimpanzee, Cotton-topped Tamarin | 100 Tests | <a href="https://fluidigm.my.salesforce.com/sfc/p/700000009DAw/a/4u0000019hzq/cbgaP664A2Rph6BaAmUQxwnKu8gOhuoy7uF3.BWolZE" target="_blank">PRD009-3152003B</a> | <a href="https://fluidigm.my.salesforce.com/sfc/p/700000009DAw/a/4u000001870w/XU6eX2YZtdejnAfGRls.mPHhJTPvhOp30R18ZV_Asw4" target="_blank">MSDS-3000000X</a> | various | Maxpar
CyTOF (Cytometry) | 3152003C | Anti-Human CD13 | WM15 | 152Sm | Human, Baboon, Chimpanzee, Cotton-topped Tamarin | 25 Tests | <a href="https://fluidigm.my.salesforce.com/sfc/p/700000009DAw/a/4u0000019hzq/cbgaP664A2Rph6BaAmUQxwnKu8gOhuoy7uF3.BWolZE" target="_blank">PRD009-3152003B</a> | <a href="https://fluidigm.my.salesforce.com/sfc/p/700000009DAw/a/4u000001870w/XU6eX2YZtdejnAfGRls.mPHhJTPvhOp30R18ZV_Asw4" target="_blank">MSDS-3000000X</a> | various | Maxpar
CyTOF (Cytometry) | 3152004B | Anti-Mouse CD3e | 145-2C11 | 152Sm | Mouse | 100 Tests | <a href="https://fluidigm.my.salesforce.com/sfc/p/700000009DAw/a/4u0000019i00/r6o_9YD6q563WII4fKjtGnk3bqF2T7WRGU7tdZniy8M" target="_blank">PRD009-3152004B</a> | <a href="https://fluidigm.my.salesforce.com/sfc/p/700000009DAw/a/4u000001870w/XU6eX2YZtdejnAfGRls.mPHhJTPvhOp30R18ZV_Asw4" target="_blank">MSDS-3000000X</a> | various | Maxpar
CyTOF (Cytometry) | 3152004C | Anti-Mouse CD3e | 145-2C11 | 152Sm | Mouse | 25 Tests | <a href="https://fluidigm.my.salesforce.com/sfc/p/700000009DAw/a/4u0000019i00/r6o_9YD6q563WII4fKjtGnk3bqF2T7WRGU7tdZniy8M" target="_blank">PRD009-3152004B</a> | <a href="https://fluidigm.my.salesforce.com/sfc/p/700000009DAw/a/4u000001870w/XU6eX2YZtdejnAfGRls.mPHhJTPvhOp30R18ZV_Asw4" target="_blank">MSDS-3000000X</a> | various | Maxpar
CyTOF (Cytometry) | 3152005A | Anti-pAkt [S473] | D9E | 152Sm | Human, Mouse, Rat, Hamster, Monkey, Zebrafish, Cow, D. melanogaster | 50 Tests | <a href="https://fluidigm.my.salesforce.com/sfc/p/700000009DAw/a/4u0000019i04/rFFzJsPqGz.4LkBH95Wip3hQwZAJrhdZIuTVd8yPsP8" target="_blank">PRD009-3152005A</a> | <a href="https://fluidigm.my.salesforce.com/sfc/p/700000009DAw/a/4u000001870w/XU6eX2YZtdejnAfGRls.mPHhJTPvhOp30R18ZV_Asw4" target="_blank">MSDS-3000000X</a> | various | Maxpar
CyTOF (Cytometry) | 3152005C | Anti-pAkt [S473] | D9E | 152Sm | Human, Mouse, Rat, Hamster, Monkey, Zebrafish, Cow, D. melanogaster | 25 Tests | <a href="https://fluidigm.my.salesforce.com/sfc/p/700000009DAw/a/4u0000019i04/rFFzJsPqGz.4LkBH95Wip3hQwZAJrhdZIuTVd8yPsP8" target="_blank">PRD009-3152005B</a> | <a href="https://fluidigm.my.salesforce.com/sfc/p/700000009DAw/a/4u000001870w/XU6eX2YZtdejnAfGRls.mPHhJTPvhOp30R18ZV_Asw4" target="_blank">MSDS-3000000X</a> | various | Maxpar
CyTOF (Cytometry) | 3152007B | Anti-Human CD36 | 5-271 | 152Sm | Human | 100 Tests | <a href="https://fluidigm.my.salesforce.com/sfc/p/700000009DAw/a/4u0000019i09/pFSMS4S07X0SIN5D7HxzEAsw5kGyoATVN42NQic12R0" target="_blank">PRD009-3152007B</a> | <a href="https://fluidigm.my.salesforce.com/sfc/p/700000009DAw/a/4u000001870w/XU6eX2YZtdejnAfGRls.mPHhJTPvhOp30R18ZV_Asw4" target="_blank">MSDS-3000000X</a> | various | Maxpar
CyTOF (Cytometry) | 3152007C | Anti-Human CD36 | 5-271 | 152Sm | Human | 25 Tests | <a href="https://fluidigm.my.salesforce.com/sfc/p/700000009DAw/a/4u0000019i09/pFSMS4S07X0SIN5D7HxzEAsw5kGyoATVN42NQic12R0" target="_blank">PRD009-3152007B</a> | <a href="https://fluidigm.my.salesforce.com/sfc/p/700000009DAw/a/4u000001870w/XU6eX2YZtdejnAfGRls.mPHhJTPvhOp30R18ZV_Asw4" target="_blank">MSDS-3000000X</a> | various | Maxpar
CyTOF (Cytometry) | 3152008B | Anti-Human TCR γ/δ | 11F2 | 152Sm | Human | 100 Tests | <a href="https://fluidigm.my.salesforce.com/sfc/p/700000009DAw/a/4u0000019hzl/jy2a3oLeCDxJzetAxorkn8ft2VRb3YOZ8U8CfOPY67I" target="_blank">PRD009-3152008B</a> | <a href="https://fluidigm.my.salesforce.com/sfc/p/700000009DAw/a/4u000001870w/XU6eX2YZtdejnAfGRls.mPHhJTPvhOp30R18ZV_Asw4" target="_blank">MSDS-3000000X</a> | various | Maxpar
CyTOF (Cytometry) | 3152008C | Anti-Human TCR γ/δ | 11F2 | 152Sm | Human | 25 Tests | <a href="https://fluidigm.my.salesforce.com/sfc/p/700000009DAw/a/4u0000019hzl/jy2a3oLeCDxJzetAxorkn8ft2VRb3YOZ8U8CfOPY67I" target="_blank">PRD009-3152008B</a> | <a href="https://fluidigm.my.salesforce.com/sfc/p/700000009DAw/a/4u000001870w/XU6eX2YZtdejnAfGRls.mPHhJTPvhOp30R18ZV_Asw4" target="_blank">MSDS-3000000X</a> | various | Maxpar
CyTOF (Cytometry) | 3152014A | Anti-Human cleaved Caspase 7 | D6H1 | 152Sm | Mouse, Human, Monkey | 50 Tests | <a href="https://fluidigm.my.salesforce.com/sfc/p/700000009DAw/a/4u0000019i0E/BwiqPH_nWv46lbv1rrNEPzjxPr72qxLZN0wwOy1IyI0" target="_blank">PRD009-3152014A</a> | <a href="https://fluidigm.my.salesforce.com/sfc/p/700000009DAw/a/4u000001870w/XU6eX2YZtdejnAfGRls.mPHhJTPvhOp30R18ZV_Asw4" target="_blank">MSDS-3000000X</a> | various | Maxpar
CyTOF (Cytometry) | 3152014C | Anti-Human cleaved Caspase 7 | D6H1 | 152Sm | Mouse, Human, Monkey | 25 Tests | <a href="https://fluidigm.my.salesforce.com/sfc/p/700000009DAw/a/4u0000019i0E/BwiqPH_nWv46lbv1rrNEPzjxPr72qxLZN0wwOy1IyI0" target="_blank">PRD009-3152014B</a> | <a href="https://fluidigm.my.salesforce.com/sfc/p/700000009DAw/a/4u000001870w/XU6eX2YZtdejnAfGRls.mPHhJTPvhOp30R18ZV_Asw4" target="_blank">MSDS-3000000X</a> | various | Maxpar
CyTOF (Cytometry) | 3152017B | Anti-Human CD95/Fas | DX2 | 152Sm | Human, Cynomolgus Macaque, Rhesus Macaque, Chimpanzee, Baboon, Pigtailed Macaque, Sooty Mangabey, Capuchin Monkey, African Green Monkey, Cotton-topped Tamarin, Common Marmoset | 100 Tests | <a href="https://fluidigm.my.salesforce.com/sfc/p/700000009DAw/a/4u0000019i0A/yYImimD.DC5LbFTRfUymo3LCQ5OXlZ7Zix0.2sw5qyk" target="_blank">PRD009-3152017B</a> | <a href="https://fluidigm.my.salesforce.com/sfc/p/700000009DAw/a/4u000001870w/XU6eX2YZtdejnAfGRls.mPHhJTPvhOp30R18ZV_Asw4" target="_blank">MSDS-3000000X</a> | various | Maxpar
CyTOF (Cytometry) | 3152017C | Anti-Human CD95/Fas | DX2 | 152Sm | Human, Cynomolgus Macaque, Rhesus Macaque, Chimpanzee, Baboon, Pigtailed Macaque, Sooty Mangabey, Capuchin Monkey, African Green Monkey, Cotton-topped Tamarin, Common Marmoset | 25 Tests | <a href="https://fluidigm.my.salesforce.com/sfc/p/700000009DAw/a/4u0000019i0A/yYImimD.DC5LbFTRfUymo3LCQ5OXlZ7Zix0.2sw5qyk" target="_blank">PRD009-3152017B</a> | <a href="https://fluidigm.my.salesforce.com/sfc/p/700000009DAw/a/4u000001870w/XU6eX2YZtdejnAfGRls.mPHhJTPvhOp30R18ZV_Asw4" target="_blank">MSDS-3000000X</a> | various | Maxpar
CyTOF (Cytometry) | 3152019B | Anti-Human CD66b | G10F5 | 152Sm | Human, Chimpanzee | 100 Tests | <a href="https://fluidigm.my.salesforce.com/sfc/p/700000009DAw/a/4u000000qPxn/V03oeCT7s1ugEnJRm4bkRCRNBV3P9IGx0P3eNkZiJg4" target="_blank">PRD009-3152019B</a> | <a href="https://fluidigm.my.salesforce.com/sfc/p/700000009DAw/a/4u000001870w/XU6eX2YZtdejnAfGRls.mPHhJTPvhOp30R18ZV_Asw4" target="_blank">MSDS-3000000X</a> | various | Maxpar
CyTOF (Cytometry) | 3152019C | Anti-Human CD66b | G10F5 | 152Sm | Human, Chimpanzee | 25 Tests | <a href="https://fluidigm.my.salesforce.com/sfc/p/700000009DAw/a/4u000000qPxn/V03oeCT7s1ugEnJRm4bkRCRNBV3P9IGx0P3eNkZiJg4" target="_blank">PRD009-3152019B</a> | <a href="https://fluidigm.my.salesforce.com/sfc/p/700000009DAw/a/4u000001870w/XU6eX2YZtdejnAfGRls.mPHhJTPvhOp30R18ZV_Asw4" target="_blank">MSDS-3000000X</a> | various | Maxpar
CyTOF (Cytometry) | 3153001B | Anti-Human CD45RA | HI100 | 153Eu | Human, Chimpanzee | 100 Tests | <a href="https://fluidigm.my.salesforce.com/sfc/p/700000009DAw/a/4u0000019i0J/WwLgyu6TWT8bPLkdiPAbivgOwlvGaBj9Qy.DqRmjZkE" target="_blank">PRD009-3153001B</a> | <a href="https://fluidigm.my.salesforce.com/sfc/p/700000009DAw/a/4u000001870w/XU6eX2YZtdejnAfGRls.mPHhJTPvhOp30R18ZV_Asw4" target="_blank">MSDS-3000000X</a> | various | Maxpar
CyTOF (Cytometry) | 3153001C | Anti-Human CD45RA | HI100 | 153Eu | Human, Chimpanzee | 25 Tests | <a href="https://fluidigm.my.salesforce.com/sfc/p/700000009DAw/a/4u0000019i0J/WwLgyu6TWT8bPLkdiPAbivgOwlvGaBj9Qy.DqRmjZkE" target="_blank">PRD009-3153001B</a> | <a href="https://fluidigm.my.salesforce.com/sfc/p/700000009DAw/a/4u000001870w/XU6eX2YZtdejnAfGRls.mPHhJTPvhOp30R18ZV_Asw4" target="_blank">MSDS-3000000X</a> | various | Maxpar
CyTOF (Cytometry) | 3153002B | Anti-Mouse CD45.1 | A20 | 153Eu | Mouse | 100 Tests | <a href="https://fluidigm.my.salesforce.com/sfc/p/700000009DAw/a/4u0000019i0K/z8R19yFzAEGjCVzhEGz5nyVqSMyJkFEukPolCh_G_7s" target="_blank">PRD009-3153002B</a> | <a href="https://fluidigm.my.salesforce.com/sfc/p/700000009DAw/a/4u000001870w/XU6eX2YZtdejnAfGRls.mPHhJTPvhOp30R18ZV_Asw4" target="_blank">MSDS-3000000X</a> | various | Maxpar
CyTOF (Cytometry) | 3153002C | Anti-Mouse CD45.1 | A20 | 153Eu | Mouse | 25 Tests | <a href="https://fluidigm.my.salesforce.com/sfc/p/700000009DAw/a/4u0000019i0K/z8R19yFzAEGjCVzhEGz5nyVqSMyJkFEukPolCh_G_7s" target="_blank">PRD009-3153002B</a> | <a href="https://fluidigm.my.salesforce.com/sfc/p/700000009DAw/a/4u000001870w/XU6eX2YZtdejnAfGRls.mPHhJTPvhOp30R18ZV_Asw4" target="_blank">MSDS-3000000X</a> | various | Maxpar
CyTOF (Cytometry) | 3153003A | Anti-pStat1 [Y701] | 58D6 | 153Eu | Human. Mouse | 50 Tests | <a href="https://fluidigm.my.salesforce.com/sfc/p/700000009DAw/a/4u0000019i0O/Hsbpd.kJL3uk9ALmjEwc22UhoqoG8iRFkgCjcEa89Cc" target="_blank">PRD009-3153003A</a> | <a href="https://fluidigm.my.salesforce.com/sfc/p/700000009DAw/a/4u000001870w/XU6eX2YZtdejnAfGRls.mPHhJTPvhOp30R18ZV_Asw4" target="_blank">MSDS-3000000X</a> | various | Maxpar
CyTOF (Cytometry) | 3153003C | Anti-pStat1 [Y701] | 58D6 | 153Eu | Human. Mouse | 25 Tests | <a href="https://fluidigm.my.salesforce.com/sfc/p/700000009DAw/a/4u0000019i0O/Hsbpd.kJL3uk9ALmjEwc22UhoqoG8iRFkgCjcEa89Cc" target="_blank">PRD009-3153003B</a> | <a href="https://fluidigm.my.salesforce.com/sfc/p/700000009DAw/a/4u000001870w/XU6eX2YZtdejnAfGRls.mPHhJTPvhOp30R18ZV_Asw4" target="_blank">MSDS-3000000X</a> | various | Maxpar
CyTOF (Cytometry) | 3153004B | Anti-Human CD62L | DREG-56 | 153Eu | Human, Chimpanzee, Cow | 100 Tests | <a href="https://fluidigm.my.salesforce.com/sfc/p/700000009DAw/a/4u0000019i0T/3SnZx49bsfTjQVHhNsXa1j2aU0tZokysm2zq11qPxcY" target="_blank">PRD009-3153004B</a> | <a href="https://fluidigm.my.salesforce.com/sfc/p/700000009DAw/a/4u000001870w/XU6eX2YZtdejnAfGRls.mPHhJTPvhOp30R18ZV_Asw4" target="_blank">MSDS-3000000X</a> | various | Maxpar
CyTOF (Cytometry) | 3153004C | Anti-Human CD62L | DREG-56 | 153Eu | Human, Chimpanzee, Cow | 25 Tests | <a href="https://fluidigm.my.salesforce.com/sfc/p/700000009DAw/a/4u0000019i0T/3SnZx49bsfTjQVHhNsXa1j2aU0tZokysm2zq11qPxcY" target="_blank">PRD009-3153004B</a> | <a href="https://fluidigm.my.salesforce.com/sfc/p/700000009DAw/a/4u000001870w/XU6eX2YZtdejnAfGRls.mPHhJTPvhOp30R18ZV_Asw4" target="_blank">MSDS-3000000X</a> | various | Maxpar
CyTOF (Cytometry) | 3153005A | Anti-Stat1 [pY701] | 4a | 153Eu | Human, Mouse | 50 Tests | <a href="https://fluidigm.my.salesforce.com/sfc/p/700000009DAw/a/4u0000019i0Y/lx30k3lVS0asinjCovnx5O6XdKEEkl1txaPU45BMIXo" target="_blank">PRD009-3153005A</a> | <a href="https://fluidigm.my.salesforce.com/sfc/p/700000009DAw/a/4u000001870w/XU6eX2YZtdejnAfGRls.mPHhJTPvhOp30R18ZV_Asw4" target="_blank">MSDS-3000000X</a> | various | Maxpar
CyTOF (Cytometry) | 3153005C | Anti-Stat1 [pY701] | 4a | 153Eu | Human, Mouse | 25 Tests | <a href="https://fluidigm.my.salesforce.com/sfc/p/700000009DAw/a/4u0000019i0Y/lx30k3lVS0asinjCovnx5O6XdKEEkl1txaPU45BMIXo" target="_blank">PRD009-3153005B</a> | <a href="https://fluidigm.my.salesforce.com/sfc/p/700000009DAw/a/4u000001870w/XU6eX2YZtdejnAfGRls.mPHhJTPvhOp30R18ZV_Asw4" target="_blank">MSDS-3000000X</a> | various | Maxpar
CyTOF (Cytometry) | 3153006B | Anti-Mouse CD335/NKp46 | 29A1.4 | 153Eu | Mouse | 100 Tests | <a href="https://fluidigm.my.salesforce.com/sfc/p/700000009DAw/a/4u0000019i0U/19t6_Em64oBsiCOYPYRJpdWGGJECaBuqCe1SgjhsFKs" target="_blank">PRD009-3153006B</a> | <a href="https://fluidigm.my.salesforce.com/sfc/p/700000009DAw/a/4u000001870w/XU6eX2YZtdejnAfGRls.mPHhJTPvhOp30R18ZV_Asw4" target="_blank">MSDS-3000000X</a> | various | Maxpar
CyTOF (Cytometry) | 3153006C | Anti-Mouse CD335/NKp46 | 29A1.4 | 153Eu | Mouse | 25 Tests | <a href="https://fluidigm.my.salesforce.com/sfc/p/700000009DAw/a/4u0000019i0U/19t6_Em64oBsiCOYPYRJpdWGGJECaBuqCe1SgjhsFKs" target="_blank">PRD009-3153006B</a> | <a href="https://fluidigm.my.salesforce.com/sfc/p/700000009DAw/a/4u000001870w/XU6eX2YZtdejnAfGRls.mPHhJTPvhOp30R18ZV_Asw4" target="_blank">MSDS-3000000X</a> | various | Maxpar
CyTOF (Cytometry) | 3153007B | Anti-Human CD303/BDCA2 | 201A | 153Eu | Human | 100 Tests | <a href="https://fluidigm.my.salesforce.com/sfc/p/700000009DAw/a/4u0000019i0d/kRAfgVDvsvSbX0JCmOBzU3Ngm1OMsWTIYATSJkX1uwY" target="_blank">PRD009-3153007B</a> | <a href="https://fluidigm.my.salesforce.com/sfc/p/700000009DAw/a/4u000001870w/XU6eX2YZtdejnAfGRls.mPHhJTPvhOp30R18ZV_Asw4" target="_blank">MSDS-3000000X</a> | various | Maxpar
CyTOF (Cytometry) | 3153007C | Anti-Human CD303/BDCA2 | 201A | 153Eu | Human | 25 Tests | <a href="https://fluidigm.my.salesforce.com/sfc/p/700000009DAw/a/4u0000019i0d/kRAfgVDvsvSbX0JCmOBzU3Ngm1OMsWTIYATSJkX1uwY" target="_blank">PRD009-3153007B</a> | <a href="https://fluidigm.my.salesforce.com/sfc/p/700000009DAw/a/4u000001870w/XU6eX2YZtdejnAfGRls.mPHhJTPvhOp30R18ZV_Asw4" target="_blank">MSDS-3000000X</a> | various | Maxpar
CyTOF (Cytometry) | 3153008B | Anti-Human TIM-3 | F38-2E2 | 153Eu | Human | 100 Tests | <a href="https://fluidigm.my.salesforce.com/sfc/p/700000009DAw/a/4u0000019i0i/no.fg41.LVliG3aDHI6RseNGFSFaSMUfKBBiEPMtsFk" target="_blank">PRD009-3153008B</a> | <a href="https://fluidigm.my.salesforce.com/sfc/p/700000009DAw/a/4u000001870w/XU6eX2YZtdejnAfGRls.mPHhJTPvhOp30R18ZV_Asw4" target="_blank">MSDS-3000000X</a> | various | Maxpar
CyTOF (Cytometry) | 3153008C | Anti-Human TIM-3 | F38-2E2 | 153Eu | Human | 25 Tests | <a href="https://fluidigm.my.salesforce.com/sfc/p/700000009DAw/a/4u0000019i0i/no.fg41.LVliG3aDHI6RseNGFSFaSMUfKBBiEPMtsFk" target="_blank">PRD009-3153008B</a> | <a href="https://fluidigm.my.salesforce.com/sfc/p/700000009DAw/a/4u000001870w/XU6eX2YZtdejnAfGRls.mPHhJTPvhOp30R18ZV_Asw4" target="_blank">MSDS-3000000X</a> | various | Maxpar
CyTOF (Cytometry) | 3153009A | Anti-Human CyclinB1 | GNS-1 | 153Eu | Human, Mouse, Bovine | 50 Tests | <a href="https://fluidigm.my.salesforce.com/sfc/p/700000009DAw/a/4u0000019i0n/XE_ionsV4RDzMh7oMvan3.vXxnKZ.4PxUHMo4_LL3M4" target="_blank">PRD009-3153009A</a> | <a href="https://fluidigm.my.salesforce.com/sfc/p/700000009DAw/a/4u000001870w/XU6eX2YZtdejnAfGRls.mPHhJTPvhOp30R18ZV_Asw4" target="_blank">MSDS-3000000X</a> | various | Maxpar
CyTOF (Cytometry) | 3153009C | Anti-Human CyclinB1 | GNS-1 | 153Eu | Human, Mouse, Bovine | 25 Tests | <a href="https://fluidigm.my.salesforce.com/sfc/p/700000009DAw/a/4u0000019i0n/XE_ionsV4RDzMh7oMvan3.vXxnKZ.4PxUHMo4_LL3M4" target="_blank">PRD009-3153009B</a> | <a href="https://fluidigm.my.salesforce.com/sfc/p/700000009DAw/a/4u000001870w/XU6eX2YZtdejnAfGRls.mPHhJTPvhOp30R18ZV_Asw4" target="_blank">MSDS-3000000X</a> | various | Maxpar
CyTOF (Cytometry) | 3153011B | Anti-Mouse CD16/32 | 93 | 153Eu | Mouse | 100 Tests | <a href="https://fluidigm.my.salesforce.com/sfc/p/700000009DAw/a/4u0000019i0s/aaAYxXs8yQ0ZielDNxVc6Fu.xlGBEAfnJLZZ1maGvCI" target="_blank">PRD009-3153011B</a> | <a href="https://fluidigm.my.salesforce.com/sfc/p/700000009DAw/a/4u000001870w/XU6eX2YZtdejnAfGRls.mPHhJTPvhOp30R18ZV_Asw4" target="_blank">MSDS-3000000X</a> | various | Maxpar
CyTOF (Cytometry) | 3153011C | Anti-Mouse CD16/32 | 93 | 153Eu | Mouse | 25 Tests | <a href="https://fluidigm.my.salesforce.com/sfc/p/700000009DAw/a/4u0000019i0s/aaAYxXs8yQ0ZielDNxVc6Fu.xlGBEAfnJLZZ1maGvCI" target="_blank">PRD009-3153011B</a> | <a href="https://fluidigm.my.salesforce.com/sfc/p/700000009DAw/a/4u000001870w/XU6eX2YZtdejnAfGRls.mPHhJTPvhOp30R18ZV_Asw4" target="_blank">MSDS-3000000X</a> | various | Maxpar
CyTOF (Cytometry) | 3153012B | Anti-Mouse CD8a | 53-6.7 | 153Eu | Mouse | 100 Tests | <a href="https://fluidigm.my.salesforce.com/sfc/p/700000009DAw/a/4u0000019i0F/3bUAt.VYUPYFdEhGYB3lIJeUpjDDptGcwPEkk4FzR6o" target="_blank">PRD009-3153012B</a> | <a href="https://fluidigm.my.salesforce.com/sfc/p/700000009DAw/a/4u000001870w/XU6eX2YZtdejnAfGRls.mPHhJTPvhOp30R18ZV_Asw4" target="_blank">MSDS-3000000X</a> | various | Maxpar
CyTOF (Cytometry) | 3153012C | Anti-Mouse CD8a | 53-6.7 | 153Eu | Mouse | 25 Tests | <a href="https://fluidigm.my.salesforce.com/sfc/p/700000009DAw/a/4u0000019i0F/3bUAt.VYUPYFdEhGYB3lIJeUpjDDptGcwPEkk4FzR6o" target="_blank">PRD009-3153012B</a> | <a href="https://fluidigm.my.salesforce.com/sfc/p/700000009DAw/a/4u000001870w/XU6eX2YZtdejnAfGRls.mPHhJTPvhOp30R18ZV_Asw4" target="_blank">MSDS-3000000X</a> | various | Maxpar
CyTOF (Cytometry) | 3153014B | Anti-Human CD7 | CD7-6B7 | 153Eu | Human | 100 Tests | <a href="https://fluidigm.my.salesforce.com/sfc/p/700000009DAw/a/4u0000019i0t/rYnbFZpc3QBF0GWcojb_0OrwotqAcVN8fqJm69U1FB8" target="_blank">PRD009-3153014B</a> | <a href="https://fluidigm.my.salesforce.com/sfc/p/700000009DAw/a/4u000001870w/XU6eX2YZtdejnAfGRls.mPHhJTPvhOp30R18ZV_Asw4" target="_blank">MSDS-3000000X</a> | various | Maxpar
CyTOF (Cytometry) | 3153014C | Anti-Human CD7 | CD7-6B7 | 153Eu | Human | 25 Tests | <a href="https://fluidigm.my.salesforce.com/sfc/p/700000009DAw/a/4u0000019i0t/rYnbFZpc3QBF0GWcojb_0OrwotqAcVN8fqJm69U1FB8" target="_blank">PRD009-3153014B</a> | <a href="https://fluidigm.my.salesforce.com/sfc/p/700000009DAw/a/4u000001870w/XU6eX2YZtdejnAfGRls.mPHhJTPvhOp30R18ZV_Asw4" target="_blank">MSDS-3000000X</a> | various | Maxpar
CyTOF (Cytometry) | 3153017B | Anti-Human Lck | LCK-01 | 153Eu | Human | 100 Tests | <a href="https://fluidigm.my.salesforce.com/sfc/p/700000009DAw/a/4u0000019i0P/0Q47CxE5TRSYJliDao9JzC..nL5Ftd259d35tp0TFaw" target="_blank">PRD009-3153017B</a> | <a href="https://fluidigm.my.salesforce.com/sfc/p/700000009DAw/a/4u000001870w/XU6eX2YZtdejnAfGRls.mPHhJTPvhOp30R18ZV_Asw4" target="_blank">MSDS-3000000X</a> | various | Maxpar
CyTOF (Cytometry) | 3153017C | Anti-Human Lck | LCK-01 | 153Eu | Human | 25 Tests | <a href="https://fluidigm.my.salesforce.com/sfc/p/700000009DAw/a/4u0000019i0P/0Q47CxE5TRSYJliDao9JzC..nL5Ftd259d35tp0TFaw" target="_blank">PRD009-3153017B</a> | <a href="https://fluidigm.my.salesforce.com/sfc/p/700000009DAw/a/4u000001870w/XU6eX2YZtdejnAfGRls.mPHhJTPvhOp30R18ZV_Asw4" target="_blank">MSDS-3000000X</a> | various | Maxpar
CyTOF (Cytometry) | 3153018B | Anti-Human CD32 | FUN-2 | 153Eu | Human, African Green, Baboon, Cynomolgus, Rhesus | 100 Tests | <a href="https://fluidigm.my.salesforce.com/sfc/p/700000009DAw/a/4u0000019i12/sdn6Vjih9vNorupJkw9K8G02JIAeFaj2m.33l2PdnIQ" target="_blank">PRD009-3153018B</a> | <a href="https://fluidigm.my.salesforce.com/sfc/p/700000009DAw/a/4u000001870w/XU6eX2YZtdejnAfGRls.mPHhJTPvhOp30R18ZV_Asw4" target="_blank">MSDS-3000000X</a> | various | Maxpar
CyTOF (Cytometry) | 3153018C | Anti-Human CD32 | FUN-2 | 153Eu | Human, African Green, Baboon, Cynomolgus, Rhesus | 25 Tests | <a href="https://fluidigm.my.salesforce.com/sfc/p/700000009DAw/a/4u0000019i12/sdn6Vjih9vNorupJkw9K8G02JIAeFaj2m.33l2PdnIQ" target="_blank">PRD009-3153018B</a> | <a href="https://fluidigm.my.salesforce.com/sfc/p/700000009DAw/a/4u000001870w/XU6eX2YZtdejnAfGRls.mPHhJTPvhOp30R18ZV_Asw4" target="_blank">MSDS-3000000X</a> | various | Maxpar
CyTOF (Cytometry) | 3153019B | Anti-Human TIGIT | MBSA43 | 153Eu | Human | 100 Tests | <a href="https://fluidigm.my.salesforce.com/sfc/p/700000009DAw/a/4u0000019i17/dyt7hLG8pgJLiUZaM.riBOMaS8eFltHL1k.jF0Fyct4" target="_blank">PRD009-3153019B</a> | <a href="https://fluidigm.my.salesforce.com/sfc/p/700000009DAw/a/4u000001870w/XU6eX2YZtdejnAfGRls.mPHhJTPvhOp30R18ZV_Asw4" target="_blank">MSDS-3000000X</a> | various | Maxpar
CyTOF (Cytometry) | 3153019C | Anti-Human TIGIT | MBSA43 | 153Eu | Human | 25 Tests | <a href="https://fluidigm.my.salesforce.com/sfc/p/700000009DAw/a/4u0000019i17/dyt7hLG8pgJLiUZaM.riBOMaS8eFltHL1k.jF0Fyct4" target="_blank">PRD009-3153019B</a> | <a href="https://fluidigm.my.salesforce.com/sfc/p/700000009DAw/a/4u000001870w/XU6eX2YZtdejnAfGRls.mPHhJTPvhOp30R18ZV_Asw4" target="_blank">MSDS-3000000X</a> | various | Maxpar
CyTOF (Cytometry) | 3153020B | Anti-Human CD185/CXCR5 | RF8B2 | 153Eu | Human | 100 Tests | <a href="https://fluidigm.my.salesforce.com/sfc/p/700000009DAw/a/4u0000019i0Z/DX3HDsmxw36ywp_rPwObxG7gmpFbHXQC8z7aTj7jjwU" target="_blank">PRD009-3153020B</a> | <a href="https://fluidigm.my.salesforce.com/sfc/p/700000009DAw/a/4u000001870w/XU6eX2YZtdejnAfGRls.mPHhJTPvhOp30R18ZV_Asw4" target="_blank">MSDS-3000000X</a> | various | Maxpar
CyTOF (Cytometry) | 3153020C | Anti-Human CD185/CXCR5 | RF8B2 | 153Eu | Human | 25 Tests | <a href="https://fluidigm.my.salesforce.com/sfc/p/700000009DAw/a/4u0000019i0Z/DX3HDsmxw36ywp_rPwObxG7gmpFbHXQC8z7aTj7jjwU" target="_blank">PRD009-3153020B</a> | <a href="https://fluidigm.my.salesforce.com/sfc/p/700000009DAw/a/4u000001870w/XU6eX2YZtdejnAfGRls.mPHhJTPvhOp30R18ZV_Asw4" target="_blank">MSDS-3000000X</a> | various | Maxpar
CyTOF (Cytometry) | 3153022B | Anti-Mouse CD66a/CEACAM1 | CC1 | 153Eu | Mouse | 100 Tests | <a href="https://fluidigm.my.salesforce.com/sfc/p/700000009DAw/a/4u0000019i1H/owzK2zU_c7DsAo5ZIbEJRppBSEv8xztZim.3rYpNIyg" target="_blank">PRD009-3153022B</a> | <a href="https://fluidigm.my.salesforce.com/sfc/p/700000009DAw/a/4u000001870w/XU6eX2YZtdejnAfGRls.mPHhJTPvhOp30R18ZV_Asw4" target="_blank">MSDS-3000000X</a> | various | Maxpar
CyTOF (Cytometry) | 3153022C | Anti-Mouse CD66a/CEACAM1 | CC1 | 153Eu | Mouse | 25 Tests | <a href="https://fluidigm.my.salesforce.com/sfc/p/700000009DAw/a/4u0000019i1H/owzK2zU_c7DsAo5ZIbEJRppBSEv8xztZim.3rYpNIyg" target="_blank">PRD009-3153022B</a> | <a href="https://fluidigm.my.salesforce.com/sfc/p/700000009DAw/a/4u000001870w/XU6eX2YZtdejnAfGRls.mPHhJTPvhOp30R18ZV_Asw4" target="_blank">MSDS-3000000X</a> | various | Maxpar
CyTOF (Cytometry) | 3153023B | Anti-Human CD192/CCR2 | K036C2 | 153Eu | Human | 100 Tests | <a href="https://fluidigm.my.salesforce.com/sfc/p/700000009DAw/a/4u0000019i1b/Y0S88.0BY0UHuF0AjHtLL828jLrotWtZE2N9p7ApNl4" target="_blank">PRD009-3153023B</a> | <a href="https://fluidigm.my.salesforce.com/sfc/p/700000009DAw/a/4u000001870w/XU6eX2YZtdejnAfGRls.mPHhJTPvhOp30R18ZV_Asw4" target="_blank">MSDS-3000000X</a> | various | Maxpar
CyTOF (Cytometry) | 3153023C | Anti-Human CD192/CCR2 | K036C2 | 153Eu | Human | 25 Tests | <a href="https://fluidigm.my.salesforce.com/sfc/p/700000009DAw/a/4u0000019i1b/Y0S88.0BY0UHuF0AjHtLL828jLrotWtZE2N9p7ApNl4" target="_blank">PRD009-3153023B</a> | <a href="https://fluidigm.my.salesforce.com/sfc/p/700000009DAw/a/4u000001870w/XU6eX2YZtdejnAfGRls.mPHhJTPvhOp30R18ZV_Asw4" target="_blank">MSDS-3000000X</a> | various | Maxpar
CyTOF (Cytometry) | 3153024B | Anti-Human TCR Vα7.2 | 3C10 | 153Eu | Human | 100 Tests | <a href="https://fluidigm.my.salesforce.com/sfc/p/700000009DAw/a/4u0000019i1g/1i75P7SSb6WKD3ITEMVndq8QoyOrUMCN_7LGYEi6LGk" target="_blank">PRD009-3153024B</a> | <a href="https://fluidigm.my.salesforce.com/sfc/p/700000009DAw/a/4u000001870w/XU6eX2YZtdejnAfGRls.mPHhJTPvhOp30R18ZV_Asw4" target="_blank">MSDS-3000000X</a> | various | Maxpar
CyTOF (Cytometry) | 3153024C | Anti-Human TCR Vα7.2 | 3C10 | 153Eu | Human | 25 Tests | <a href="https://fluidigm.my.salesforce.com/sfc/p/700000009DAw/a/4u0000019i1g/1i75P7SSb6WKD3ITEMVndq8QoyOrUMCN_7LGYEi6LGk" target="_blank">PRD009-3153024B</a> | <a href="https://fluidigm.my.salesforce.com/sfc/p/700000009DAw/a/4u000001870w/XU6eX2YZtdejnAfGRls.mPHhJTPvhOp30R18ZV_Asw4" target="_blank">MSDS-3000000X</a> | various | Maxpar
CyTOF (Cytometry) | 3153026B | Anti-Mouse/Human Mac-2/Galectin-3 | M3/38 | 153Eu | Human, Mouse | 100 Tests | <a href="https://fluidigm.my.salesforce.com/sfc/p/700000009DAw/a/4u0000019i1l/mbDrpc_jU9_ZGUi9pcePrXNqOF7bfjjNTj8K8X_loNU" target="_blank">PRD009-3153026B</a> | <a href="https://fluidigm.my.salesforce.com/sfc/p/700000009DAw/a/4u000001870w/XU6eX2YZtdejnAfGRls.mPHhJTPvhOp30R18ZV_Asw4" target="_blank">MSDS-3000000X</a> | various | Maxpar
CyTOF (Cytometry) | 3153026C | Anti-Mouse/Human Mac-2/Galectin-3 | M3/38 | 153Eu | Human, Mouse | 25 Tests | <a href="https://fluidigm.my.salesforce.com/sfc/p/700000009DAw/a/4u0000019i1l/mbDrpc_jU9_ZGUi9pcePrXNqOF7bfjjNTj8K8X_loNU" target="_blank">PRD009-3153026B</a> | <a href="https://fluidigm.my.salesforce.com/sfc/p/700000009DAw/a/4u000001870w/XU6eX2YZtdejnAfGRls.mPHhJTPvhOp30R18ZV_Asw4" target="_blank">MSDS-3000000X</a> | various | Maxpar
CyTOF (Cytometry) | 3153030A | Anti-Human CD194/CCR4 | L291H4 | 153Eu | Human, Cynomolgus Macaque | 50 Tests | <a href="https://fluidigm.my.salesforce.com/sfc/p/700000009DAw/a/4u0000019i1q/uBGiRxSQ7iySkt6e3nHM1wl973nHAjOjirpcTsyU.Aw" target="_blank">PRD009-3153030A</a> | <a href="https://fluidigm.my.salesforce.com/sfc/p/700000009DAw/a/4u000001870w/XU6eX2YZtdejnAfGRls.mPHhJTPvhOp30R18ZV_Asw4" target="_blank">MSDS-3000000X</a> | various | Maxpar
CyTOF (Cytometry) | 3153030C | Anti-Human CD194/CCR4 | L291H4 | 153Eu | Human, Cynomolgus Macaque | 25 Tests | <a href="https://fluidigm.my.salesforce.com/sfc/p/700000009DAw/a/4u0000019i1q/uBGiRxSQ7iySkt6e3nHM1wl973nHAjOjirpcTsyU.Aw" target="_blank">PRD009-3153030B</a> | <a href="https://fluidigm.my.salesforce.com/sfc/p/700000009DAw/a/4u000001870w/XU6eX2YZtdejnAfGRls.mPHhJTPvhOp30R18ZV_Asw4" target="_blank">MSDS-3000000X</a> | various | Maxpar
CyTOF (Cytometry) | 3153031B | Anti-Mouse CD274/PD-L1 | MIH5 | 153Eu | Mouse | 100 Tests | <a href="https://fluidigm.my.salesforce.com/sfc/p/700000009DAw/a/4u0000019qew/UiuErDuLfqdGC_SON4Om9WOAMxc9ABVHEmJsoRIuCmc" target="_blank">PRD009-3153031B</a> | <a href="https://fluidigm.my.salesforce.com/sfc/p/700000009DAw/a/4u000001870w/XU6eX2YZtdejnAfGRls.mPHhJTPvhOp30R18ZV_Asw4" target="_blank">MSDS-3000000X</a> | various | Maxpar
CyTOF (Cytometry) | 3153031C | Anti-Mouse CD274/PD-L1 | MIH5 | 153Eu | Mouse | 25 Tests | <a href="https://fluidigm.my.salesforce.com/sfc/p/700000009DAw/a/4u0000019qew/UiuErDuLfqdGC_SON4Om9WOAMxc9ABVHEmJsoRIuCmc" target="_blank">PRD009-3153031B</a> | <a href="https://fluidigm.my.salesforce.com/sfc/p/700000009DAw/a/4u000001870w/XU6eX2YZtdejnAfGRls.mPHhJTPvhOp30R18ZV_Asw4" target="_blank">MSDS-3000000X</a> | various | Maxpar
CyTOF (Cytometry) | 3154001B | Anti-Human CD45 | HI30 | 154Sm | Human, Chimpanzee | 100 Tests | <a href="https://fluidigm.my.salesforce.com/sfc/p/700000009DAw/a/4u0000019i1r/MsTmjrEEnmDs4FBH3T1I.gD7JrHxSDsZ8fd4zaEzALw" target="_blank">PRD009-3154001B</a> | <a href="https://fluidigm.my.salesforce.com/sfc/p/700000009DAw/a/4u000001870w/XU6eX2YZtdejnAfGRls.mPHhJTPvhOp30R18ZV_Asw4" target="_blank">MSDS-3000000X</a> | various | Maxpar
CyTOF (Cytometry) | 3154001C | Anti-Human CD45 | HI30 | 154Sm | Human, Chimpanzee | 25 Tests | <a href="https://fluidigm.my.salesforce.com/sfc/p/700000009DAw/a/4u0000019i1r/MsTmjrEEnmDs4FBH3T1I.gD7JrHxSDsZ8fd4zaEzALw" target="_blank">PRD009-3154001B</a> | <a href="https://fluidigm.my.salesforce.com/sfc/p/700000009DAw/a/4u000001870w/XU6eX2YZtdejnAfGRls.mPHhJTPvhOp30R18ZV_Asw4" target="_blank">MSDS-3000000X</a> | various | Maxpar
CyTOF (Cytometry) | 3154003B | Anti-Human CD3 | UCHT1 | 154Sm | Human, Chimpanzee | 100 Tests | <a href="https://fluidigm.my.salesforce.com/sfc/p/700000009DAw/a/4u0000019i1v/Nforvkm4txjTK1eDFg9u30a6lvhjVtQ8RzF0W7CCh9o" target="_blank">PRD009-3154003B</a> | <a href="https://fluidigm.my.salesforce.com/sfc/p/700000009DAw/a/4u000001870w/XU6eX2YZtdejnAfGRls.mPHhJTPvhOp30R18ZV_Asw4" target="_blank">MSDS-3000000X</a> | various | Maxpar
CyTOF (Cytometry) | 3154003C | Anti-Human CD3 | UCHT1 | 154Sm | Human, Chimpanzee | 25 Tests | <a href="https://fluidigm.my.salesforce.com/sfc/p/700000009DAw/a/4u0000019i1v/Nforvkm4txjTK1eDFg9u30a6lvhjVtQ8RzF0W7CCh9o" target="_blank">PRD009-3154003B</a> | <a href="https://fluidigm.my.salesforce.com/sfc/p/700000009DAw/a/4u000001870w/XU6eX2YZtdejnAfGRls.mPHhJTPvhOp30R18ZV_Asw4" target="_blank">MSDS-3000000X</a> | various | Maxpar
CyTOF (Cytometry) | 3154004B | Anti-Mouse CD48 | HM48-1 | 154Sm | Mouse | 100 Tests | <a href="https://fluidigm.my.salesforce.com/sfc/p/700000009DAw/a/4u0000019i20/2uxdcGqxmBnZjSWlYbHZPuFfKLWlmz0njlPHaLc4AVs" target="_blank">PRD009-3154004B</a> | <a href="https://fluidigm.my.salesforce.com/sfc/p/700000009DAw/a/4u000001870w/XU6eX2YZtdejnAfGRls.mPHhJTPvhOp30R18ZV_Asw4" target="_blank">MSDS-3000000X</a> | various | Maxpar
CyTOF (Cytometry) | 3154004C | Anti-Mouse CD48 | HM48-1 | 154Sm | Mouse | 25 Tests | <a href="https://fluidigm.my.salesforce.com/sfc/p/700000009DAw/a/4u0000019i20/2uxdcGqxmBnZjSWlYbHZPuFfKLWlmz0njlPHaLc4AVs" target="_blank">PRD009-3154004B</a> | <a href="https://fluidigm.my.salesforce.com/sfc/p/700000009DAw/a/4u000001870w/XU6eX2YZtdejnAfGRls.mPHhJTPvhOp30R18ZV_Asw4" target="_blank">MSDS-3000000X</a> | various | Maxpar
CyTOF (Cytometry) | 3154005B | Anti-Mouse TER-119 | TER-119 | 154Sm | Mouse | 100 Tests | <a href="https://fluidigm.my.salesforce.com/sfc/p/700000009DAw/a/4u0000019i1h/Vjy0MO8zohPzMIdf7Tvw2MqaH9.eJZhznS8Nwf2fjx4" target="_blank">PRD009-3154005B</a> | <a href="https://fluidigm.my.salesforce.com/sfc/p/700000009DAw/a/4u000001870w/XU6eX2YZtdejnAfGRls.mPHhJTPvhOp30R18ZV_Asw4" target="_blank">MSDS-3000000X</a> | various | Maxpar
CyTOF (Cytometry) | 3154005C | Anti-Mouse TER-119 | TER-119 | 154Sm | Mouse | 25 Tests | <a href="https://fluidigm.my.salesforce.com/sfc/p/700000009DAw/a/4u0000019i1h/Vjy0MO8zohPzMIdf7Tvw2MqaH9.eJZhznS8Nwf2fjx4" target="_blank">PRD009-3154005B</a> | <a href="https://fluidigm.my.salesforce.com/sfc/p/700000009DAw/a/4u000001870w/XU6eX2YZtdejnAfGRls.mPHhJTPvhOp30R18ZV_Asw4" target="_blank">MSDS-3000000X</a> | various | Maxpar
CyTOF (Cytometry) | 3154006B | Anti-Mouse CD11b | M1/70 | 154Sm | Mouse, Human, Chimpanzee, Baboon, Cynomolgus Macaque, Rhesus Macaque, Rabbit | 100 Tests | <a href="https://fluidigm.my.salesforce.com/sfc/p/700000009DAw/a/4u0000019i1s/LYuuuIhn8UN4rgBaQ_5Y1Gi8FxblM5pmAZe_N0cjbS0" target="_blank">PRD009-3154006B</a> | <a href="https://fluidigm.my.salesforce.com/sfc/p/700000009DAw/a/4u000001870w/XU6eX2YZtdejnAfGRls.mPHhJTPvhOp30R18ZV_Asw4" target="_blank">MSDS-3000000X</a> | various | Maxpar
CyTOF (Cytometry) | 3154006C | Anti-Mouse CD11b | M1/70 | 154Sm | Mouse, Human, Chimpanzee, Baboon, Cynomolgus Macaque, Rhesus Macaque, Rabbit | 25 Tests | <a href="https://fluidigm.my.salesforce.com/sfc/p/700000009DAw/a/4u0000019i1s/LYuuuIhn8UN4rgBaQ_5Y1Gi8FxblM5pmAZe_N0cjbS0" target="_blank">PRD009-3154006B</a> | <a href="https://fluidigm.my.salesforce.com/sfc/p/700000009DAw/a/4u000001870w/XU6eX2YZtdejnAfGRls.mPHhJTPvhOp30R18ZV_Asw4" target="_blank">MSDS-3000000X</a> | various | Maxpar
CyTOF (Cytometry) | 3154007B | Anti-Human CD163 | GHI/61 | 154Sm | Human, African Green, Cynomolgus, Rhesus | 100 Tests | <a href="https://fluidigm.my.salesforce.com/sfc/p/700000009DAw/a/4u0000019i3S/FXLGToqNSA_RpLymzMHuzotVkWBoA3vE6lZxldkBS3U" target="_blank">PRD009-3154007B</a> | <a href="https://fluidigm.my.salesforce.com/sfc/p/700000009DAw/a/4u000001870w/XU6eX2YZtdejnAfGRls.mPHhJTPvhOp30R18ZV_Asw4" target="_blank">MSDS-3000000X</a> | various | Maxpar
CyTOF (Cytometry) | 3154007C | Anti-Human CD163 | GHI/61 | 154Sm | Human, African Green, Cynomolgus, Rhesus | 25 Tests | <a href="https://fluidigm.my.salesforce.com/sfc/p/700000009DAw/a/4u0000019i3S/FXLGToqNSA_RpLymzMHuzotVkWBoA3vE6lZxldkBS3U" target="_blank">PRD009-3154007B</a> | <a href="https://fluidigm.my.salesforce.com/sfc/p/700000009DAw/a/4u000001870w/XU6eX2YZtdejnAfGRls.mPHhJTPvhOp30R18ZV_Asw4" target="_blank">MSDS-3000000X</a> | various | Maxpar
CyTOF (Cytometry) | 3154008B | Anti-Mouse CD152/CTLA-4 | UC10-4B9 | 154Sm | Mouse | 100 Tests | <a href="https://fluidigm.my.salesforce.com/sfc/p/700000009DAw/a/4u0000019i3X/85jHq_kXt2q5gYhL0hihAbmKZ3KibbhDw6Blo9YMDbo" target="_blank">PRD009-3154008B</a> | <a href="https://fluidigm.my.salesforce.com/sfc/p/700000009DAw/a/4u000001870w/XU6eX2YZtdejnAfGRls.mPHhJTPvhOp30R18ZV_Asw4" target="_blank">MSDS-3000000X</a> | various | Maxpar
CyTOF (Cytometry) | 3154008C | Anti-Mouse CD152/CTLA-4 | UC10-4B9 | 154Sm | Mouse | 25 Tests | <a href="https://fluidigm.my.salesforce.com/sfc/p/700000009DAw/a/4u0000019i3X/85jHq_kXt2q5gYhL0hihAbmKZ3KibbhDw6Blo9YMDbo" target="_blank">PRD009-3154008B</a> | <a href="https://fluidigm.my.salesforce.com/sfc/p/700000009DAw/a/4u000001870w/XU6eX2YZtdejnAfGRls.mPHhJTPvhOp30R18ZV_Asw4" target="_blank">MSDS-3000000X</a> | various | Maxpar
CyTOF (Cytometry) | 3154009B | Anti-Human CD309/KDR | 7D4-6 | 154Sm | Human | 100 Tests | <a href="https://fluidigm.my.salesforce.com/sfc/p/700000009DAw/a/4u0000019i3c/dalvPMnhgMDFAMO5C4UxZQQqAYzjtD4ciZyrVOc4D88" target="_blank">PRD009-3154009B</a> | <a href="https://fluidigm.my.salesforce.com/sfc/p/700000009DAw/a/4u000001870w/XU6eX2YZtdejnAfGRls.mPHhJTPvhOp30R18ZV_Asw4" target="_blank">MSDS-3000000X</a> | various | Maxpar
CyTOF (Cytometry) | 3154009C | Anti-Human CD309/KDR | 7D4-6 | 154Sm | Human | 25 Tests | <a href="https://fluidigm.my.salesforce.com/sfc/p/700000009DAw/a/4u0000019i3c/dalvPMnhgMDFAMO5C4UxZQQqAYzjtD4ciZyrVOc4D88" target="_blank">PRD009-3154009B</a> | <a href="https://fluidigm.my.salesforce.com/sfc/p/700000009DAw/a/4u000001870w/XU6eX2YZtdejnAfGRls.mPHhJTPvhOp30R18ZV_Asw4" target="_blank">MSDS-3000000X</a> | various | Maxpar
CyTOF (Cytometry) | 3154010B | Anti-Human TIM-3 | F38-2E2 | 154Sm | Human | 100 Tests | <a href="https://fluidigm.my.salesforce.com/sfc/p/700000009DAw/a/4u0000019i3T/P7KO5H1Ge_RlNTNLiBGDej9chAzCS98_mWilSdZlESY" target="_blank">PRD009-3154010B</a> | <a href="https://fluidigm.my.salesforce.com/sfc/p/700000009DAw/a/4u000001870w/XU6eX2YZtdejnAfGRls.mPHhJTPvhOp30R18ZV_Asw4" target="_blank">MSDS-3000000X</a> | various | Maxpar
CyTOF (Cytometry) | 3154010C | Anti-Human TIM-3 | F38-2E2 | 154Sm | Human | 25 Tests | <a href="https://fluidigm.my.salesforce.com/sfc/p/700000009DAw/a/4u0000019i3T/P7KO5H1Ge_RlNTNLiBGDej9chAzCS98_mWilSdZlESY" target="_blank">PRD009-3154010B</a> | <a href="https://fluidigm.my.salesforce.com/sfc/p/700000009DAw/a/4u000001870w/XU6eX2YZtdejnAfGRls.mPHhJTPvhOp30R18ZV_Asw4" target="_blank">MSDS-3000000X</a> | various | Maxpar
CyTOF (Cytometry) | 3154011B | Anti-Human IL-6 | MQ2-13A5 | 154Sm | Human | 100 Tests | <a href="https://fluidigm.my.salesforce.com/sfc/p/700000009DAw/a/4u0000019i3h/klxKk3X33l1kIsmWcvAw2UTiVT_sRdMEGT_rj_0cJ1M" target="_blank">PRD009-3154011B</a> | <a href="https://fluidigm.my.salesforce.com/sfc/p/700000009DAw/a/4u000001870w/XU6eX2YZtdejnAfGRls.mPHhJTPvhOp30R18ZV_Asw4" target="_blank">MSDS-3000000X</a> | various | Maxpar
CyTOF (Cytometry) | 3154011C | Anti-Human IL-6 | MQ2-13A5 | 154Sm | Human | 25 Tests | <a href="https://fluidigm.my.salesforce.com/sfc/p/700000009DAw/a/4u0000019i3h/klxKk3X33l1kIsmWcvAw2UTiVT_sRdMEGT_rj_0cJ1M" target="_blank">PRD009-3154011B</a> | <a href="https://fluidigm.my.salesforce.com/sfc/p/700000009DAw/a/4u000001870w/XU6eX2YZtdejnAfGRls.mPHhJTPvhOp30R18ZV_Asw4" target="_blank">MSDS-3000000X</a> | various | Maxpar
CyTOF (Cytometry) | 3154012A | Anti-Mouse BATF | D7C5 | 154Sm | Human, Mouse | 50 Tests | <a href="https://fluidigm.my.salesforce.com/sfc/p/700000009DAw/a/4u0000019i3m/pQAlVwhSAe_qcIFMi1Sy5R6vHy9uxSk8MPM5EBGEOJI" target="_blank">PRD009-3154012A</a> | <a href="https://fluidigm.my.salesforce.com/sfc/p/700000009DAw/a/4u000001870w/XU6eX2YZtdejnAfGRls.mPHhJTPvhOp30R18ZV_Asw4" target="_blank">MSDS-3000000X</a> | various | Maxpar
CyTOF (Cytometry) | 3154012C | Anti-Mouse BATF | D7C5 | 154Sm | Human, Mouse | 25 Tests | <a href="https://fluidigm.my.salesforce.com/sfc/p/700000009DAw/a/4u0000019i3m/pQAlVwhSAe_qcIFMi1Sy5R6vHy9uxSk8MPM5EBGEOJI" target="_blank">PRD009-3154012B</a> | <a href="https://fluidigm.my.salesforce.com/sfc/p/700000009DAw/a/4u000001870w/XU6eX2YZtdejnAfGRls.mPHhJTPvhOp30R18ZV_Asw4" target="_blank">MSDS-3000000X</a> | various | Maxpar
CyTOF (Cytometry) | 3154013B | Anti-Human CD84 | CD84.1.21 | 154Sm | Human, African Green, Baboon, Cynomolgus, Rhesus | 100 Tests | <a href="https://fluidigm.my.salesforce.com/sfc/p/700000009DAw/a/4u0000019i3r/QoKflTxzBkau4HYWE2GStkzHy6UH1QnMAuH2MsAhAKY" target="_blank">PRD009-3154013B</a> | <a href="https://fluidigm.my.salesforce.com/sfc/p/700000009DAw/a/4u000001870w/XU6eX2YZtdejnAfGRls.mPHhJTPvhOp30R18ZV_Asw4" target="_blank">MSDS-3000000X</a> | various | Maxpar
CyTOF (Cytometry) | 3154013C | Anti-Human CD84 | CD84.1.21 | 154Sm | Human, African Green, Baboon, Cynomolgus, Rhesus | 25 Tests | <a href="https://fluidigm.my.salesforce.com/sfc/p/700000009DAw/a/4u0000019i3r/QoKflTxzBkau4HYWE2GStkzHy6UH1QnMAuH2MsAhAKY" target="_blank">PRD009-3154013B</a> | <a href="https://fluidigm.my.salesforce.com/sfc/p/700000009DAw/a/4u000001870w/XU6eX2YZtdejnAfGRls.mPHhJTPvhOp30R18ZV_Asw4" target="_blank">MSDS-3000000X</a> | various | Maxpar
CyTOF (Cytometry) | 3154014A | Anti-Vimentin | D21H3 | 154Sm | Rat, Mouse, Human, Monkey | 50 Tests | <a href="https://fluidigm.my.salesforce.com/sfc/p/700000009DAw/a/4u0000019i3w/eHobtw7T759OeqwnaB4wUd_xb7saXryvNQ2d9TzMHfA" target="_blank">PRD009-3154014A</a> | <a href="https://fluidigm.my.salesforce.com/sfc/p/700000009DAw/a/4u000001870w/XU6eX2YZtdejnAfGRls.mPHhJTPvhOp30R18ZV_Asw4" target="_blank">MSDS-3000000X</a> | various | Maxpar
CyTOF (Cytometry) | 3154014C | Anti-Vimentin | D21H3 | 154Sm | Rat, Mouse, Human, Monkey | 25 Tests | <a href="https://fluidigm.my.salesforce.com/sfc/p/700000009DAw/a/4u0000019i3w/eHobtw7T759OeqwnaB4wUd_xb7saXryvNQ2d9TzMHfA" target="_blank">PRD009-3154014B</a> | <a href="https://fluidigm.my.salesforce.com/sfc/p/700000009DAw/a/4u000001870w/XU6eX2YZtdejnAfGRls.mPHhJTPvhOp30R18ZV_Asw4" target="_blank">MSDS-3000000X</a> | various | Maxpar
CyTOF (Cytometry) | 3154015B | Anti-Human CD282 | TL2.1 | 154Sm | Human | 100 Tests | <a href="https://fluidigm.my.salesforce.com/sfc/p/700000009DAw/a/4u0000019i41/mOkF4rN6RPEUj43eo6wWtIkMTt5CESImlrE3TgUhXyo" target="_blank">PRD009-3154015B</a> | <a href="https://fluidigm.my.salesforce.com/sfc/p/700000009DAw/a/4u000001870w/XU6eX2YZtdejnAfGRls.mPHhJTPvhOp30R18ZV_Asw4" target="_blank">MSDS-3000000X</a> | various | Maxpar
CyTOF (Cytometry) | 3154015C | Anti-Human CD282 | TL2.1 | 154Sm | Human | 25 Tests | <a href="https://fluidigm.my.salesforce.com/sfc/p/700000009DAw/a/4u0000019i41/mOkF4rN6RPEUj43eo6wWtIkMTt5CESImlrE3TgUhXyo" target="_blank">PRD009-3154015B</a> | <a href="https://fluidigm.my.salesforce.com/sfc/p/700000009DAw/a/4u000001870w/XU6eX2YZtdejnAfGRls.mPHhJTPvhOp30R18ZV_Asw4" target="_blank">MSDS-3000000X</a> | various | Maxpar
CyTOF (Cytometry) | 3154016B | Anti-Human TIGIT | MBSA43 | 154Sm | Human | 100 Tests | <a href="https://fluidigm.my.salesforce.com/sfc/p/700000009DAw/a/4u0000019i3i/1xCAkXuPwjQfhlg.rZkh0QT9IfhK3RMCfNzy1MLBw5Q" target="_blank">PRD009-3154016B</a> | <a href="https://fluidigm.my.salesforce.com/sfc/p/700000009DAw/a/4u000001870w/XU6eX2YZtdejnAfGRls.mPHhJTPvhOp30R18ZV_Asw4" target="_blank">MSDS-3000000X</a> | various | Maxpar
CyTOF (Cytometry) | 3154016C | Anti-Human TIGIT | MBSA43 | 154Sm | Human | 25 Tests | <a href="https://fluidigm.my.salesforce.com/sfc/p/700000009DAw/a/4u0000019i3i/1xCAkXuPwjQfhlg.rZkh0QT9IfhK3RMCfNzy1MLBw5Q" target="_blank">PRD009-3154016B</a> | <a href="https://fluidigm.my.salesforce.com/sfc/p/700000009DAw/a/4u000001870w/XU6eX2YZtdejnAfGRls.mPHhJTPvhOp30R18ZV_Asw4" target="_blank">MSDS-3000000X</a> | various | Maxpar
CyTOF (Cytometry) | 3154018B | Anti-Human Androgen receptor | G122-434 | 154Sm | Human | 100 Tests | <a href="https://fluidigm.my.salesforce.com/sfc/p/700000009DAw/a/4u0000019i3n/.07khDdd0Kxqb12M7Ds1fXsWT37Pn5FjjK5SqkEEQ3A" target="_blank">PRD009-3154018B</a> | <a href="https://fluidigm.my.salesforce.com/sfc/p/700000009DAw/a/4u000001870w/XU6eX2YZtdejnAfGRls.mPHhJTPvhOp30R18ZV_Asw4" target="_blank">MSDS-3000000X</a> | various | Maxpar
CyTOF (Cytometry) | 3154018C | Anti-Human Androgen receptor | G122-434 | 154Sm | Human | 25 Tests | <a href="https://fluidigm.my.salesforce.com/sfc/p/700000009DAw/a/4u0000019i3n/.07khDdd0Kxqb12M7Ds1fXsWT37Pn5FjjK5SqkEEQ3A" target="_blank">PRD009-3154018B</a> | <a href="https://fluidigm.my.salesforce.com/sfc/p/700000009DAw/a/4u000001870w/XU6eX2YZtdejnAfGRls.mPHhJTPvhOp30R18ZV_Asw4" target="_blank">MSDS-3000000X</a> | various | Maxpar
CyTOF (Cytometry) | 3154019B | Anti-Mouse CD73 | TY/11.8 | 154Sm | Mouse | 100 Tests | <a href="https://fluidigm.my.salesforce.com/sfc/p/700000009DAw/a/4u0000019i46/Podlj6DVLDEItgAQ_UZV5xKqA2VfD9LoGEX462tJAbw" target="_blank">PRD009-3154019B</a> | <a href="https://fluidigm.my.salesforce.com/sfc/p/700000009DAw/a/4u000001870w/XU6eX2YZtdejnAfGRls.mPHhJTPvhOp30R18ZV_Asw4" target="_blank">MSDS-3000000X</a> | various | Maxpar
CyTOF (Cytometry) | 3154019C | Anti-Mouse CD73 | TY/11.8 | 154Sm | Mouse | 25 Tests | <a href="https://fluidigm.my.salesforce.com/sfc/p/700000009DAw/a/4u0000019i46/Podlj6DVLDEItgAQ_UZV5xKqA2VfD9LoGEX462tJAbw" target="_blank">PRD009-3154019B</a> | <a href="https://fluidigm.my.salesforce.com/sfc/p/700000009DAw/a/4u000001870w/XU6eX2YZtdejnAfGRls.mPHhJTPvhOp30R18ZV_Asw4" target="_blank">MSDS-3000000X</a> | various | Maxpar
CyTOF (Cytometry) | 3155001B | Anti-Human CD27 | L128 | 155Gd | Human | 100 Tests | <a href="https://fluidigm.my.salesforce.com/sfc/p/700000009DAw/a/4u0000019i42/AoHPNMQtbsH3tj6X.tTIJMXApqlACFJHcXFXXL2lXuk" target="_blank">PRD009-3155001B</a> | <a href="https://fluidigm.my.salesforce.com/sfc/p/700000009DAw/a/4u000001870w/XU6eX2YZtdejnAfGRls.mPHhJTPvhOp30R18ZV_Asw4" target="_blank">MSDS-3000000X</a> | various | Maxpar
CyTOF (Cytometry) | 3155001C | Anti-Human CD27 | L128 | 155Gd | Human | 25 Tests | <a href="https://fluidigm.my.salesforce.com/sfc/p/700000009DAw/a/4u0000019i42/AoHPNMQtbsH3tj6X.tTIJMXApqlACFJHcXFXXL2lXuk" target="_blank">PRD009-3155001B</a> | <a href="https://fluidigm.my.salesforce.com/sfc/p/700000009DAw/a/4u000001870w/XU6eX2YZtdejnAfGRls.mPHhJTPvhOp30R18ZV_Asw4" target="_blank">MSDS-3000000X</a> | various | Maxpar
CyTOF (Cytometry) | 3155004B | Anti-Human Siglec 9 | K8 | 155Gd | Human | 100 Tests | <a href="https://fluidigm.my.salesforce.com/sfc/p/700000009DAw/a/4u0000019i47/L6weMZkxbHOjkLqgf.v5G_roilIvgRv_Uz_1ManuARY" target="_blank">PRD009-3155004B</a> | <a href="https://fluidigm.my.salesforce.com/sfc/p/700000009DAw/a/4u000001870w/XU6eX2YZtdejnAfGRls.mPHhJTPvhOp30R18ZV_Asw4" target="_blank">MSDS-3000000X</a> | various | Maxpar
CyTOF (Cytometry) | 3155004C | Anti-Human Siglec 9 | K8 | 155Gd | Human | 25 Tests | <a href="https://fluidigm.my.salesforce.com/sfc/p/700000009DAw/a/4u0000019i47/L6weMZkxbHOjkLqgf.v5G_roilIvgRv_Uz_1ManuARY" target="_blank">PRD009-3155004B</a> | <a href="https://fluidigm.my.salesforce.com/sfc/p/700000009DAw/a/4u000001870w/XU6eX2YZtdejnAfGRls.mPHhJTPvhOp30R18ZV_Asw4" target="_blank">MSDS-3000000X</a> | various | Maxpar
CyTOF (Cytometry) | 3155005B | Anti-Human CD268 | 11C1 | 155Gd | Human, African Green, Baboon, Cynomolgus, Rhesus | 100 Tests | <a href="https://fluidigm.my.salesforce.com/sfc/p/700000009DAw/a/4u0000019i48/j7YQFJYhPisUXRA6jw2WBoHtld9slI8XXDKpkft3_38" target="_blank">PRD009-3155005B</a> | <a href="https://fluidigm.my.salesforce.com/sfc/p/700000009DAw/a/4u000001870w/XU6eX2YZtdejnAfGRls.mPHhJTPvhOp30R18ZV_Asw4" target="_blank">MSDS-3000000X</a> | various | Maxpar
CyTOF (Cytometry) | 3155005C | Anti-Human CD268 | 11C1 | 155Gd | Human, African Green, Baboon, Cynomolgus, Rhesus | 25 Tests | <a href="https://fluidigm.my.salesforce.com/sfc/p/700000009DAw/a/4u0000019i48/j7YQFJYhPisUXRA6jw2WBoHtld9slI8XXDKpkft3_38" target="_blank">PRD009-3155005B</a> | <a href="https://fluidigm.my.salesforce.com/sfc/p/700000009DAw/a/4u000001870w/XU6eX2YZtdejnAfGRls.mPHhJTPvhOp30R18ZV_Asw4" target="_blank">MSDS-3000000X</a> | various | Maxpar
CyTOF (Cytometry) | 3155006B | Anti-Human CD146 | P1H12 | 155Gd | Human, Mouse, Canine, Rabbit | 100 Tests | <a href="https://fluidigm.my.salesforce.com/sfc/p/700000009DAw/a/4u0000019i4B/9u98x7yUjnJ_SSgxA2SoKS7Vcul2VHhUocJQDX8hXMw" target="_blank">PRD009-3155006B</a> | <a href="https://fluidigm.my.salesforce.com/sfc/p/700000009DAw/a/4u000001870w/XU6eX2YZtdejnAfGRls.mPHhJTPvhOp30R18ZV_Asw4" target="_blank">MSDS-3000000X</a> | various | Maxpar
CyTOF (Cytometry) | 3155006C | Anti-Human CD146 | P1H12 | 155Gd | Human, Mouse, Canine, Rabbit | 25 Tests | <a href="https://fluidigm.my.salesforce.com/sfc/p/700000009DAw/a/4u0000019i4B/9u98x7yUjnJ_SSgxA2SoKS7Vcul2VHhUocJQDX8hXMw" target="_blank">PRD009-3155006B</a> | <a href="https://fluidigm.my.salesforce.com/sfc/p/700000009DAw/a/4u000001870w/XU6eX2YZtdejnAfGRls.mPHhJTPvhOp30R18ZV_Asw4" target="_blank">MSDS-3000000X</a> | various | Maxpar
CyTOF (Cytometry) | 3155007B | Anti-Human CD1b | SN13 | 155Gd | Human, African Green, Cynomolgus | 100 Tests | <a href="https://fluidigm.my.salesforce.com/sfc/p/700000009DAw/a/4u0000019i43/PNKWmDzvWFMgGsY8ONUFfVvwlZ6aLMFhkUUCy656Dqc" target="_blank">PRD009-3155007B</a> | <a href="https://fluidigm.my.salesforce.com/sfc/p/700000009DAw/a/4u000001870w/XU6eX2YZtdejnAfGRls.mPHhJTPvhOp30R18ZV_Asw4" target="_blank">MSDS-3000000X</a> | various | Maxpar
CyTOF (Cytometry) | 3155007C | Anti-Human CD1b | SN13 | 155Gd | Human, African Green, Cynomolgus | 25 Tests | <a href="https://fluidigm.my.salesforce.com/sfc/p/700000009DAw/a/4u0000019i43/PNKWmDzvWFMgGsY8ONUFfVvwlZ6aLMFhkUUCy656Dqc" target="_blank">PRD009-3155007B</a> | <a href="https://fluidigm.my.salesforce.com/sfc/p/700000009DAw/a/4u000001870w/XU6eX2YZtdejnAfGRls.mPHhJTPvhOp30R18ZV_Asw4" target="_blank">MSDS-3000000X</a> | various | Maxpar
CyTOF (Cytometry) | 3155008B | Anti-Human CD56 | B159 | 155Gd | Human | 100 Tests | <a href="https://fluidigm.my.salesforce.com/sfc/p/700000009DAw/a/4u0000019i4L/pNzOC_SjXj.bcSKhmbIrsE0kgX9_.xBjIlkUkvFoxnE" target="_blank">PRD009-3155008B</a> | <a href="https://fluidigm.my.salesforce.com/sfc/p/700000009DAw/a/4u000001870w/XU6eX2YZtdejnAfGRls.mPHhJTPvhOp30R18ZV_Asw4" target="_blank">MSDS-3000000X</a> | various | Maxpar
CyTOF (Cytometry) | 3155008C | Anti-Human CD56 | B159 | 155Gd | Human | 25 Tests | <a href="https://fluidigm.my.salesforce.com/sfc/p/700000009DAw/a/4u0000019i4L/pNzOC_SjXj.bcSKhmbIrsE0kgX9_.xBjIlkUkvFoxnE" target="_blank">PRD009-3155008B</a> | <a href="https://fluidigm.my.salesforce.com/sfc/p/700000009DAw/a/4u000001870w/XU6eX2YZtdejnAfGRls.mPHhJTPvhOp30R18ZV_Asw4" target="_blank">MSDS-3000000X</a> | various | Maxpar
CyTOF (Cytometry) | 3155009B | Anti-Human CD279/PD-1 | EH12.2H7 | 155Gd | Human, Cynomolgus Macaque, Rhesus Macaque, Chimpanzee, Squirrel Monkey, Common Marmoset, Baboon, African Green Monkey | 100 Tests | <a href="https://fluidigm.my.salesforce.com/sfc/p/700000009DAw/a/4u0000019i4Q/6h49pJAqxSF3TfTEi3hJ9KTd.JJSj.pW1U4fh9EXUDo" target="_blank">PRD009-3155009B</a> | <a href="https://fluidigm.my.salesforce.com/sfc/p/700000009DAw/a/4u000001870w/XU6eX2YZtdejnAfGRls.mPHhJTPvhOp30R18ZV_Asw4" target="_blank">MSDS-3000000X</a> | various | Maxpar
CyTOF (Cytometry) | 3155009C | Anti-Human CD279/PD-1 | EH12.2H7 | 155Gd | Human, Cynomolgus Macaque, Rhesus Macaque, Chimpanzee, Squirrel Monkey, Common Marmoset, Baboon, African Green Monkey | 25 Tests | <a href="https://fluidigm.my.salesforce.com/sfc/p/700000009DAw/a/4u0000019i4Q/6h49pJAqxSF3TfTEi3hJ9KTd.JJSj.pW1U4fh9EXUDo" target="_blank">PRD009-3155009B</a> | <a href="https://fluidigm.my.salesforce.com/sfc/p/700000009DAw/a/4u000001870w/XU6eX2YZtdejnAfGRls.mPHhJTPvhOp30R18ZV_Asw4" target="_blank">MSDS-3000000X</a> | various | Maxpar
CyTOF (Cytometry) | 3155010A | Anti-Human VE-cadherin | D87F2 | 155Gd | Human, Bovine, Porcine | 50 Tests | <a href="https://fluidigm.my.salesforce.com/sfc/p/700000009DAw/a/4u0000019i4a/Gmisf5aXG7se_q8uY43y8nLi2nLjMRiR.KM6VqgabBY" target="_blank">PRD009-3155010A</a> | <a href="https://fluidigm.my.salesforce.com/sfc/p/700000009DAw/a/4u000001870w/XU6eX2YZtdejnAfGRls.mPHhJTPvhOp30R18ZV_Asw4" target="_blank">MSDS-3000000X</a> | various | Maxpar
CyTOF (Cytometry) | 3155010C | Anti-Human VE-cadherin | D87F2 | 155Gd | Human, Bovine, Porcine | 25 Tests | <a href="https://fluidigm.my.salesforce.com/sfc/p/700000009DAw/a/4u0000019i4a/Gmisf5aXG7se_q8uY43y8nLi2nLjMRiR.KM6VqgabBY" target="_blank">PRD009-3155010B</a> | <a href="https://fluidigm.my.salesforce.com/sfc/p/700000009DAw/a/4u000001870w/XU6eX2YZtdejnAfGRls.mPHhJTPvhOp30R18ZV_Asw4" target="_blank">MSDS-3000000X</a> | various | Maxpar
CyTOF (Cytometry) | 3155011B | Anti-Human CD45RA | HI100 | 155Gd | Human, Chimpanzee | 100 Tests | <a href="https://fluidigm.my.salesforce.com/sfc/p/700000009DAw/a/4u0000019i4f/UoM_qJskarTj.GR5YbttvnT4tc49h48cn4Rl_r7ERMk" target="_blank">PRD009-3155011B</a> | <a href="https://fluidigm.my.salesforce.com/sfc/p/700000009DAw/a/4u000001870w/XU6eX2YZtdejnAfGRls.mPHhJTPvhOp30R18ZV_Asw4" target="_blank">MSDS-3000000X</a> | various | Maxpar
CyTOF (Cytometry) | 3155011C | Anti-Human CD45RA | HI100 | 155Gd | Human, Chimpanzee | 25 Tests | <a href="https://fluidigm.my.salesforce.com/sfc/p/700000009DAw/a/4u0000019i4f/UoM_qJskarTj.GR5YbttvnT4tc49h48cn4Rl_r7ERMk" target="_blank">PRD009-3155011B</a> | <a href="https://fluidigm.my.salesforce.com/sfc/p/700000009DAw/a/4u000001870w/XU6eX2YZtdejnAfGRls.mPHhJTPvhOp30R18ZV_Asw4" target="_blank">MSDS-3000000X</a> | various | Maxpar
CyTOF (Cytometry) | 3155012B | Anti-Human CD36 | 5-271 | 155Gd | Human | 100 Tests | <a href="https://fluidigm.my.salesforce.com/sfc/p/700000009DAw/a/4u0000019i4p/uF5th2Lz_teNAh0S_CqsnpDChY8gxFLF5_fYYA6hCqs" target="_blank">PRD009-3155012B</a> | <a href="https://fluidigm.my.salesforce.com/sfc/p/700000009DAw/a/4u000001870w/XU6eX2YZtdejnAfGRls.mPHhJTPvhOp30R18ZV_Asw4" target="_blank">MSDS-3000000X</a> | various | Maxpar
CyTOF (Cytometry) | 3155012C | Anti-Human CD36 | 5-271 | 155Gd | Human | 25 Tests | <a href="https://fluidigm.my.salesforce.com/sfc/p/700000009DAw/a/4u0000019i4p/uF5th2Lz_teNAh0S_CqsnpDChY8gxFLF5_fYYA6hCqs" target="_blank">PRD009-3155012B</a> | <a href="https://fluidigm.my.salesforce.com/sfc/p/700000009DAw/a/4u000001870w/XU6eX2YZtdejnAfGRls.mPHhJTPvhOp30R18ZV_Asw4" target="_blank">MSDS-3000000X</a> | various | Maxpar
CyTOF (Cytometry) | 3155013B | Anti-Human Musashi-1 | 14H1 | 155Gd | Human, Mouse, Rat | 100 Tests | <a href="https://fluidigm.my.salesforce.com/sfc/p/700000009DAw/a/4u0000019i4u/gXJOU.KNTj2e.y0MzGzm7BZaLyQR3bzKtMvWjsTjiEQ" target="_blank">PRD009-3155013B</a> | <a href="https://fluidigm.my.salesforce.com/sfc/p/700000009DAw/a/4u000001870w/XU6eX2YZtdejnAfGRls.mPHhJTPvhOp30R18ZV_Asw4" target="_blank">MSDS-3000000X</a> | various | Maxpar
CyTOF (Cytometry) | 3155013C | Anti-Human Musashi-1 | 14H1 | 155Gd | Human, Mouse, Rat | 25 Tests | <a href="https://fluidigm.my.salesforce.com/sfc/p/700000009DAw/a/4u0000019i4u/gXJOU.KNTj2e.y0MzGzm7BZaLyQR3bzKtMvWjsTjiEQ" target="_blank">PRD009-3155013B</a> | <a href="https://fluidigm.my.salesforce.com/sfc/p/700000009DAw/a/4u000001870w/XU6eX2YZtdejnAfGRls.mPHhJTPvhOp30R18ZV_Asw4" target="_blank">MSDS-3000000X</a> | various | Maxpar
CyTOF (Cytometry) | 3155014B | Anti-Human/Mouse IRF4 | 3E4 | 155Gd | Mouse, Human | 100 Tests | <a href="https://fluidigm.my.salesforce.com/sfc/p/700000009DAw/a/4u0000019i4z/OYbGZ4uuMXVRYarpSn6pdRVjqm9sCleUsC2DmXmzW5k" target="_blank">PRD009-3155014B</a> | <a href="https://fluidigm.my.salesforce.com/sfc/p/700000009DAw/a/4u000001870w/XU6eX2YZtdejnAfGRls.mPHhJTPvhOp30R18ZV_Asw4" target="_blank">MSDS-3000000X</a> | various | Maxpar
CyTOF (Cytometry) | 3155014C | Anti-Human/Mouse IRF4 | 3E4 | 155Gd | Mouse, Human | 25 Tests | <a href="https://fluidigm.my.salesforce.com/sfc/p/700000009DAw/a/4u0000019i4z/OYbGZ4uuMXVRYarpSn6pdRVjqm9sCleUsC2DmXmzW5k" target="_blank">PRD009-3155014B</a> | <a href="https://fluidigm.my.salesforce.com/sfc/p/700000009DAw/a/4u000001870w/XU6eX2YZtdejnAfGRls.mPHhJTPvhOp30R18ZV_Asw4" target="_blank">MSDS-3000000X</a> | various | Maxpar
CyTOF (Cytometry) | 3156001B | Anti-Human CD10 | HI10a | 156Gd | Human, African Green, Baboon, Capuchin monkey, Chimpanzee, Cynomolgus, Rhesus | 100 Tests | <a href="https://fluidigm.my.salesforce.com/sfc/p/700000009DAw/a/4u0000019i5J/sONf_tw4vvI6EG5CtlKo.DLyGz0NALItBlYNp6M_3tk" target="_blank">PRD009-3156001B</a> | <a href="https://fluidigm.my.salesforce.com/sfc/p/700000009DAw/a/4u000001870w/XU6eX2YZtdejnAfGRls.mPHhJTPvhOp30R18ZV_Asw4" target="_blank">MSDS-3000000X</a> | various | Maxpar
CyTOF (Cytometry) | 3156001C | Anti-Human CD10 | HI10a | 156Gd | Human, African Green, Baboon, Capuchin monkey, Chimpanzee, Cynomolgus, Rhesus | 25 Tests | <a href="https://fluidigm.my.salesforce.com/sfc/p/700000009DAw/a/4u0000019i5J/sONf_tw4vvI6EG5CtlKo.DLyGz0NALItBlYNp6M_3tk" target="_blank">PRD009-3156001B</a> | <a href="https://fluidigm.my.salesforce.com/sfc/p/700000009DAw/a/4u000001870w/XU6eX2YZtdejnAfGRls.mPHhJTPvhOp30R18ZV_Asw4" target="_blank">MSDS-3000000X</a> | various | Maxpar
CyTOF (Cytometry) | 3156002A | Anti-p38 [T180/Y182] | D3F9 | 156Gd | Rat, Mouse, Human, Cow, Pig, Hamster, Monkey, Mink, S.cerevisiae | 50 Tests | <a href="https://fluidigm.my.salesforce.com/sfc/p/700000009DAw/a/4u000000MzUv/Y4XRleGii5L0VP0zcGOenWg8H_QwF9FR_5aKGdZ1AP4" target="_blank">PRD009-3156002A</a> | <a href="https://fluidigm.my.salesforce.com/sfc/p/700000009DAw/a/4u000001870w/XU6eX2YZtdejnAfGRls.mPHhJTPvhOp30R18ZV_Asw4" target="_blank">MSDS-3000000X</a> | various | Maxpar
CyTOF (Cytometry) | 3156002C | Anti-p38 [T180/Y182] | D3F9 | 156Gd | Rat, Mouse, Human, Cow, Pig, Hamster, Monkey, Mink, S.cerevisiae | 25 Tests | <a href="https://fluidigm.my.salesforce.com/sfc/p/700000009DAw/a/4u000000MzUv/Y4XRleGii5L0VP0zcGOenWg8H_QwF9FR_5aKGdZ1AP4" target="_blank">PRD009-3156002B</a> | <a href="https://fluidigm.my.salesforce.com/sfc/p/700000009DAw/a/4u000001870w/XU6eX2YZtdejnAfGRls.mPHhJTPvhOp30R18ZV_Asw4" target="_blank">MSDS-3000000X</a> | various | Maxpar
CyTOF (Cytometry) | 3156003A | Anti-pSLP-76 [Y128] | J141-668.36.58 | 156Gd | Human, Mouse, Rat | 50 Tests | <a href="https://fluidigm.my.salesforce.com/sfc/p/700000009DAw/a/4u0000019i5d/vcybMgsWTCWfBF7Oi4vQeRzk1SmTFoNF3DfGaM.Xgmc" target="_blank">PRD009-3156003A</a> | <a href="https://fluidigm.my.salesforce.com/sfc/p/700000009DAw/a/4u000001870w/XU6eX2YZtdejnAfGRls.mPHhJTPvhOp30R18ZV_Asw4" target="_blank">MSDS-3000000X</a> | various | Maxpar
CyTOF (Cytometry) | 3156003C | Anti-pSLP-76 [Y128] | J141-668.36.58 | 156Gd | Human, Mouse, Rat | 25 Tests | <a href="https://fluidigm.my.salesforce.com/sfc/p/700000009DAw/a/4u0000019i5d/vcybMgsWTCWfBF7Oi4vQeRzk1SmTFoNF3DfGaM.Xgmc" target="_blank">PRD009-3156003B</a> | <a href="https://fluidigm.my.salesforce.com/sfc/p/700000009DAw/a/4u000001870w/XU6eX2YZtdejnAfGRls.mPHhJTPvhOp30R18ZV_Asw4" target="_blank">MSDS-3000000X</a> | various | Maxpar
CyTOF (Cytometry) | 3156004B | Anti-Human CD183/CXCR3 | G025H7 | 156Gd | Human, African Green, Baboon, Cynomolgus Macaque, Rhesus Macaque | 100 Tests | <a href="https://fluidigm.my.salesforce.com/sfc/p/700000009DAw/a/4u0000019i5n/e5XIc6vmgDVeToGyaKBetCJB7CMlkV_jaCXUDHBpofQ" target="_blank">PRD009-3156004B</a> | <a href="https://fluidigm.my.salesforce.com/sfc/p/700000009DAw/a/4u000001870w/XU6eX2YZtdejnAfGRls.mPHhJTPvhOp30R18ZV_Asw4" target="_blank">MSDS-3000000X</a> | various | Maxpar
CyTOF (Cytometry) | 3156004C | Anti-Human CD183/CXCR3 | G025H7 | 156Gd | Human, African Green, Baboon, Cynomolgus Macaque, Rhesus Macaque | 25 Tests | <a href="https://fluidigm.my.salesforce.com/sfc/p/700000009DAw/a/4u0000019i5n/e5XIc6vmgDVeToGyaKBetCJB7CMlkV_jaCXUDHBpofQ" target="_blank">PRD009-3156004B</a> | <a href="https://fluidigm.my.salesforce.com/sfc/p/700000009DAw/a/4u000001870w/XU6eX2YZtdejnAfGRls.mPHhJTPvhOp30R18ZV_Asw4" target="_blank">MSDS-3000000X</a> | various | Maxpar
CyTOF (Cytometry) | 3156005B | Anti-PE | PE001 | 156Gd | Cross | 100 Tests | <a href="https://fluidigm.my.salesforce.com/sfc/p/700000009DAw/a/4u0000019i5o/vPJCjFCv0b4NxMy.UnCzOn6_JyL5xOzXpHnWPSfpmHg" target="_blank">PRD009-3156005B</a> | <a href="https://fluidigm.my.salesforce.com/sfc/p/700000009DAw/a/4u000001870w/XU6eX2YZtdejnAfGRls.mPHhJTPvhOp30R18ZV_Asw4" target="_blank">MSDS-3000000X</a> | various | Maxpar
CyTOF (Cytometry) | 3156005C | Anti-PE | PE001 | 156Gd | Cross | 25 Tests | <a href="https://fluidigm.my.salesforce.com/sfc/p/700000009DAw/a/4u0000019i5o/vPJCjFCv0b4NxMy.UnCzOn6_JyL5xOzXpHnWPSfpmHg" target="_blank">PRD009-3156005B</a> | <a href="https://fluidigm.my.salesforce.com/sfc/p/700000009DAw/a/4u000001870w/XU6eX2YZtdejnAfGRls.mPHhJTPvhOp30R18ZV_Asw4" target="_blank">MSDS-3000000X</a> | various | Maxpar
CyTOF (Cytometry) | 3156006B | Anti-Mouse CD90.2/Thy-1.2 | 30-H12 | 156Gd | Mouse | 100 Tests | <a href="https://fluidigm.my.salesforce.com/sfc/p/700000009DAw/a/4u0000019i5s/72eOx4_hcchN3z7WpdU6MxoolhU63.vzS.v9Aq7Uia8" target="_blank">PRD009-3156006B</a> | <a href="https://fluidigm.my.salesforce.com/sfc/p/700000009DAw/a/4u000001870w/XU6eX2YZtdejnAfGRls.mPHhJTPvhOp30R18ZV_Asw4" target="_blank">MSDS-3000000X</a> | various | Maxpar
CyTOF (Cytometry) | 3156006C | Anti-Mouse CD90.2/Thy-1.2 | 30-H12 | 156Gd | Mouse | 25 Tests | <a href="https://fluidigm.my.salesforce.com/sfc/p/700000009DAw/a/4u0000019i5s/72eOx4_hcchN3z7WpdU6MxoolhU63.vzS.v9Aq7Uia8" target="_blank">PRD009-3156006B</a> | <a href="https://fluidigm.my.salesforce.com/sfc/p/700000009DAw/a/4u000001870w/XU6eX2YZtdejnAfGRls.mPHhJTPvhOp30R18ZV_Asw4" target="_blank">MSDS-3000000X</a> | various | Maxpar
CyTOF (Cytometry) | 3156007B | Anti-Human CD29 | TS2/16 | 156Gd | Human, African Green, Baboon, Cattle (Bovine, Cow), Cynomolgus, Dog (Canine), (Horse reactivity), Rhesus | 100 Tests | <a href="https://fluidigm.my.salesforce.com/sfc/p/700000009DAw/a/4u0000019i5e/5onwKLbcYJMgeuSiZoxYRdgWQa0J0AVFISIG3NlFlY4" target="_blank">PRD009-3156007B</a> | <a href="https://fluidigm.my.salesforce.com/sfc/p/700000009DAw/a/4u000001870w/XU6eX2YZtdejnAfGRls.mPHhJTPvhOp30R18ZV_Asw4" target="_blank">MSDS-3000000X</a> | various | Maxpar
CyTOF (Cytometry) | 3156007C | Anti-Human CD29 | TS2/16 | 156Gd | Human, African Green, Baboon, Cattle (Bovine, Cow), Cynomolgus, Dog (Canine), (Horse reactivity), Rhesus | 25 Tests | <a href="https://fluidigm.my.salesforce.com/sfc/p/700000009DAw/a/4u0000019i5e/5onwKLbcYJMgeuSiZoxYRdgWQa0J0AVFISIG3NlFlY4" target="_blank">PRD009-3156007B</a> | <a href="https://fluidigm.my.salesforce.com/sfc/p/700000009DAw/a/4u000001870w/XU6eX2YZtdejnAfGRls.mPHhJTPvhOp30R18ZV_Asw4" target="_blank">MSDS-3000000X</a> | various | Maxpar
CyTOF (Cytometry) | 3156008B | Anti-Human CD86/B7.2 | IT2.2 | 156Gd | Human, African Green, Baboon, Capuchin Monkey, Common Marmoset, Cotton-topped Tamarin, Chimpanzee, Cynomolgus Macaque, Rhesus Macaque | 100 Tests | <a href="https://fluidigm.my.salesforce.com/sfc/p/700000009DAw/a/4u0000019i5x/kqovi2pRqHcsgilCKKrzUTjE7MeSV5gkkEJQiO_MRUc" target="_blank">PRD009-3156008B</a> | <a href="https://fluidigm.my.salesforce.com/sfc/p/700000009DAw/a/4u000001870w/XU6eX2YZtdejnAfGRls.mPHhJTPvhOp30R18ZV_Asw4" target="_blank">MSDS-3000000X</a> | various | Maxpar
CyTOF (Cytometry) | 3156008C | Anti-Human CD86/B7.2 | IT2.2 | 156Gd | Human, African Green, Baboon, Capuchin Monkey, Common Marmoset, Cotton-topped Tamarin, Chimpanzee, Cynomolgus Macaque, Rhesus Macaque | 25 Tests | <a href="https://fluidigm.my.salesforce.com/sfc/p/700000009DAw/a/4u0000019i5x/kqovi2pRqHcsgilCKKrzUTjE7MeSV5gkkEJQiO_MRUc" target="_blank">PRD009-3156008B</a> | <a href="https://fluidigm.my.salesforce.com/sfc/p/700000009DAw/a/4u000001870w/XU6eX2YZtdejnAfGRls.mPHhJTPvhOp30R18ZV_Asw4" target="_blank">MSDS-3000000X</a> | various | Maxpar
CyTOF (Cytometry) | 3156009B | Anti-Mouse CD14 | Sa14-2 | 156Gd | Mouse | 100 Tests | <a href="https://fluidigm.my.salesforce.com/sfc/p/700000009DAw/a/4u0000019i5t/Gfrdvs3lFGpU8wHyiFQQtOGatHIwZPUH1JHTdasVBUQ" target="_blank">PRD009-3156009B</a> | <a href="https://fluidigm.my.salesforce.com/sfc/p/700000009DAw/a/4u000001870w/XU6eX2YZtdejnAfGRls.mPHhJTPvhOp30R18ZV_Asw4" target="_blank">MSDS-3000000X</a> | various | Maxpar
CyTOF (Cytometry) | 3156009C | Anti-Mouse CD14 | Sa14-2 | 156Gd | Mouse | 25 Tests | <a href="https://fluidigm.my.salesforce.com/sfc/p/700000009DAw/a/4u0000019i5t/Gfrdvs3lFGpU8wHyiFQQtOGatHIwZPUH1JHTdasVBUQ" target="_blank">PRD009-3156009B</a> | <a href="https://fluidigm.my.salesforce.com/sfc/p/700000009DAw/a/4u000001870w/XU6eX2YZtdejnAfGRls.mPHhJTPvhOp30R18ZV_Asw4" target="_blank">MSDS-3000000X</a> | various | Maxpar
CyTOF (Cytometry) | 3156010B | Anti-Human CD45 | HI30 | 156Gd | Human, Chimpanzee | 100 Tests | <a href="https://fluidigm.my.salesforce.com/sfc/p/700000009DAw/a/4u0000019i62/bId2Fei.vvXYyxbtAREuSBL0Wm2Nm3s6qlvadDkAk1A" target="_blank">PRD009-3156010B</a> | <a href="https://fluidigm.my.salesforce.com/sfc/p/700000009DAw/a/4u000001870w/XU6eX2YZtdejnAfGRls.mPHhJTPvhOp30R18ZV_Asw4" target="_blank">MSDS-3000000X</a> | various | Maxpar
CyTOF (Cytometry) | 3156010C | Anti-Human CD45 | HI30 | 156Gd | Human, Chimpanzee | 25 Tests | <a href="https://fluidigm.my.salesforce.com/sfc/p/700000009DAw/a/4u0000019i62/bId2Fei.vvXYyxbtAREuSBL0Wm2Nm3s6qlvadDkAk1A" target="_blank">PRD009-3156010B</a> | <a href="https://fluidigm.my.salesforce.com/sfc/p/700000009DAw/a/4u000001870w/XU6eX2YZtdejnAfGRls.mPHhJTPvhOp30R18ZV_Asw4" target="_blank">MSDS-3000000X</a> | various | Maxpar
CyTOF (Cytometry) | 3156011B | Anti-Human IL-6 | MQ2-13A5 | 156Gd | Human | 100 Tests | <a href="https://fluidigm.my.salesforce.com/sfc/p/700000009DAw/a/4u0000019i63/ZGrbapb_Zu99Pc8Fo5_ySsXz0CS5qKFWLibxfzkDFh0" target="_blank">PRD009-3156011B</a> | <a href="https://fluidigm.my.salesforce.com/sfc/p/700000009DAw/a/4u000001870w/XU6eX2YZtdejnAfGRls.mPHhJTPvhOp30R18ZV_Asw4" target="_blank">MSDS-3000000X</a> | various | Maxpar
CyTOF (Cytometry) | 3156011C | Anti-Human IL-6 | MQ2-13A5 | 156Gd | Human | 25 Tests | <a href="https://fluidigm.my.salesforce.com/sfc/p/700000009DAw/a/4u0000019i63/ZGrbapb_Zu99Pc8Fo5_ySsXz0CS5qKFWLibxfzkDFh0" target="_blank">PRD009-3156011B</a> | <a href="https://fluidigm.my.salesforce.com/sfc/p/700000009DAw/a/4u000001870w/XU6eX2YZtdejnAfGRls.mPHhJTPvhOp30R18ZV_Asw4" target="_blank">MSDS-3000000X</a> | various | Maxpar
CyTOF (Cytometry) | 3156012B | Anti-Mouse CD48 | HM48-1 | 156Gd | Mouse | 100 Tests | <a href="https://fluidigm.my.salesforce.com/sfc/p/700000009DAw/a/4u0000019i67/1rR0JImBRizeLdCJHOcBrLXBVxzX4ZPXTusrvgg5KGQ" target="_blank">PRD009-3156012B</a> | <a href="https://fluidigm.my.salesforce.com/sfc/p/700000009DAw/a/4u000001870w/XU6eX2YZtdejnAfGRls.mPHhJTPvhOp30R18ZV_Asw4" target="_blank">MSDS-3000000X</a> | various | Maxpar
CyTOF (Cytometry) | 3156012C | Anti-Mouse CD48 | HM48-1 | 156Gd | Mouse | 25 Tests | <a href="https://fluidigm.my.salesforce.com/sfc/p/700000009DAw/a/4u0000019i67/1rR0JImBRizeLdCJHOcBrLXBVxzX4ZPXTusrvgg5KGQ" target="_blank">PRD009-3156012B</a> | <a href="https://fluidigm.my.salesforce.com/sfc/p/700000009DAw/a/4u000001870w/XU6eX2YZtdejnAfGRls.mPHhJTPvhOp30R18ZV_Asw4" target="_blank">MSDS-3000000X</a> | various | Maxpar
CyTOF (Cytometry) | 3156015A | Anti-Human CD195/CCR5 | NP-6G4 | 156Gd | Human | 50 Tests | <a href="https://fluidigm.my.salesforce.com/sfc/p/700000009DAw/a/4u0000019i5f/hSTLTd.BDpZMuKCaESnKCW5b7GPT0nuD6FSdqeLTowo" target="_blank">PRD009-3156015A</a> | <a href="https://fluidigm.my.salesforce.com/sfc/p/700000009DAw/a/4u000001870w/XU6eX2YZtdejnAfGRls.mPHhJTPvhOp30R18ZV_Asw4" target="_blank">MSDS-3000000X</a> | various | Maxpar
CyTOF (Cytometry) | 3156015C | Anti-Human CD195/CCR5 | NP-6G4 | 156Gd | Human | 25 Tests | <a href="https://fluidigm.my.salesforce.com/sfc/p/700000009DAw/a/4u0000019i5f/hSTLTd.BDpZMuKCaESnKCW5b7GPT0nuD6FSdqeLTowo" target="_blank">PRD009-3156015B</a> | <a href="https://fluidigm.my.salesforce.com/sfc/p/700000009DAw/a/4u000001870w/XU6eX2YZtdejnAfGRls.mPHhJTPvhOp30R18ZV_Asw4" target="_blank">MSDS-3000000X</a> | various | Maxpar
CyTOF (Cytometry) | 3156016A | Anti-Mouse CD196/CCR6 | 29-2L17 | 156Gd | Mouse | 50 Tests | <a href="https://fluidigm.my.salesforce.com/sfc/p/700000009DAw/a/4u0000019i6C/YeeaP8ZsK5pqZemClOVosFKN7crJpMz7i0KZSSizLC8" target="_blank">PRD009-3156016A</a> | <a href="https://fluidigm.my.salesforce.com/sfc/p/700000009DAw/a/4u000001870w/XU6eX2YZtdejnAfGRls.mPHhJTPvhOp30R18ZV_Asw4" target="_blank">MSDS-3000000X</a> | various | Maxpar
CyTOF (Cytometry) | 3156016C | Anti-Mouse CD196/CCR6 | 29-2L17 | 156Gd | Mouse | 25 Tests | <a href="https://fluidigm.my.salesforce.com/sfc/p/700000009DAw/a/4u0000019i6C/YeeaP8ZsK5pqZemClOVosFKN7crJpMz7i0KZSSizLC8" target="_blank">PRD009-3156016A</a> | <a href="https://fluidigm.my.salesforce.com/sfc/p/700000009DAw/a/4u000001870w/XU6eX2YZtdejnAfGRls.mPHhJTPvhOp30R18ZV_Asw4" target="_blank">MSDS-3000000X</a> | various | Maxpar
CyTOF (Cytometry) | 3156018A | Anti-Human CD140b/PDGFRβ | 18A2 | 156Gd | Human, African Green, Baboon, Cynomolgus, Rhesus | 50 Tests | <a href="https://fluidigm.my.salesforce.com/sfc/p/700000009DAw/a/4u0000019i6D/ylcF9nf3uK3Q49LJ6N7bD9TuDWeyMvSpk9HWjoa4nbA" target="_blank">PRD009-3156018A</a> | <a href="https://fluidigm.my.salesforce.com/sfc/p/700000009DAw/a/4u000001870w/XU6eX2YZtdejnAfGRls.mPHhJTPvhOp30R18ZV_Asw4" target="_blank">MSDS-3000000X</a> | various | Maxpar
CyTOF (Cytometry) | 3156018C | Anti-Human CD140b/PDGFRβ | 18A2 | 156Gd | Human, African Green, Baboon, Cynomolgus, Rhesus | 25 Tests | <a href="https://fluidigm.my.salesforce.com/sfc/p/#700000009DAw/a/4u0000019i6D/ylcF9nf3uK3Q49LJ6N7bD9TuDWeyMvSpk9HWjoa4nbA" target="_blank">PRD009-3156018A</a> | <a href="https://fluidigm.my.salesforce.com/sfc/p/700000009DAw/a/4u000001870w/XU6eX2YZtdejnAfGRls.mPHhJTPvhOp30R18ZV_Asw4" target="_blank">MSDS-3000000X</a> | various | Maxpar
CyTOF (Cytometry) | 3156019B | Anti-Human CD14 | HCD14 | 156Gd | Human | 100 Tests | <a href="https://fluidigm.my.salesforce.com/sfc/p/700000009DAw/a/4u0000019i6H/wLhfLU_e89Qbejxnm8lgKetTGTi6pFX5du5vOwl5_ZA" target="_blank">PRD009-3156019B</a> | <a href="https://fluidigm.my.salesforce.com/sfc/p/700000009DAw/a/4u000001870w/XU6eX2YZtdejnAfGRls.mPHhJTPvhOp30R18ZV_Asw4" target="_blank">MSDS-3000000X</a> | various | Maxpar
CyTOF (Cytometry) | 3156019C | Anti-Human CD14 | HCD14 | 156Gd | Human | 25 Tests | <a href="https://fluidigm.my.salesforce.com/sfc/p/700000009DAw/a/4u0000019i6H/wLhfLU_e89Qbejxnm8lgKetTGTi6pFX5du5vOwl5_ZA" target="_blank">PRD009-3156019B</a> | <a href="https://fluidigm.my.salesforce.com/sfc/p/700000009DAw/a/4u000001870w/XU6eX2YZtdejnAfGRls.mPHhJTPvhOp30R18ZV_Asw4" target="_blank">MSDS-3000000X</a> | various | Maxpar
CyTOF (Cytometry) | 3156020B | Anti-Human CD85j | GHI/75 | 156Gd | Human | 100 Tests | <a href="https://fluidigm.my.salesforce.com/sfc/p/700000009DAw/a/4u0000019i6R/1eO5yZd9ZiJENZeZiRirPDZFtnVUb8ZlRJSelWvMxvI" target="_blank">PRD009-3156020B</a> | <a href="https://fluidigm.my.salesforce.com/sfc/p/700000009DAw/a/4u000001870w/XU6eX2YZtdejnAfGRls.mPHhJTPvhOp30R18ZV_Asw4" target="_blank">MSDS-3000000X</a> | various | Maxpar
CyTOF (Cytometry) | 3156020C | Anti-Human CD85j | GHI/75 | 156Gd | Human | 25 Tests | <a href="https://fluidigm.my.salesforce.com/sfc/p/700000009DAw/a/4u0000019i6R/1eO5yZd9ZiJENZeZiRirPDZFtnVUb8ZlRJSelWvMxvI" target="_blank">PRD009-3156020B</a> | <a href="https://fluidigm.my.salesforce.com/sfc/p/700000009DAw/a/4u000001870w/XU6eX2YZtdejnAfGRls.mPHhJTPvhOp30R18ZV_Asw4" target="_blank">MSDS-3000000X</a> | various | Maxpar
CyTOF (Cytometry) | 3156021B | Anti-Human CD100 | A8 | 156Gd | Human, African Green, Baboon, Cynomolgus, Rhesus | 100 Tests | <a href="https://fluidigm.my.salesforce.com/sfc/p/700000009DAw/a/4u0000019iki/7Q2QwGjN8QthhjdaFd9s3UTkHp4jEbMmr9PO1LVjnks" target="_blank">PRD009-3156021B</a> | <a href="https://fluidigm.my.salesforce.com/sfc/p/700000009DAw/a/4u000001870w/XU6eX2YZtdejnAfGRls.mPHhJTPvhOp30R18ZV_Asw4" target="_blank">MSDS-3000000X</a> | various | Maxpar
CyTOF (Cytometry) | 3156021C | Anti-Human CD100 | A8 | 156Gd | Human, African Green, Baboon, Cynomolgus, Rhesus | 25 Tests | <a href="https://fluidigm.my.salesforce.com/sfc/p/700000009DAw/a/4u0000019iki/7Q2QwGjN8QthhjdaFd9s3UTkHp4jEbMmr9PO1LVjnks" target="_blank">PRD009-3156021B</a> | <a href="https://fluidigm.my.salesforce.com/sfc/p/700000009DAw/a/4u000001870w/XU6eX2YZtdejnAfGRls.mPHhJTPvhOp30R18ZV_Asw4" target="_blank">MSDS-3000000X</a> | various | Maxpar
CyTOF (Cytometry) | 3156022B | Anti-Human CD147 | HIM6 | 156Gd | Human Chimpanzee, Baboon, Capuchin Monkey | 100 Tests | <a href="https://fluidigm.my.salesforce.com/sfc/p/700000009DAw/a/4u0000019i6W/rNc2pByGThANrUh6HY8Q98s0uwXcxiPKT4WR1e6uLSI" target="_blank">PRD009-3156022B</a> | <a href="https://fluidigm.my.salesforce.com/sfc/p/700000009DAw/a/4u000001870w/XU6eX2YZtdejnAfGRls.mPHhJTPvhOp30R18ZV_Asw4" target="_blank">MSDS-3000000X</a> | various | Maxpar
CyTOF (Cytometry) | 3156022C | Anti-Human CD147 | HIM6 | 156Gd | Human Chimpanzee, Baboon, Capuchin Monkey | 25 Tests | <a href="https://fluidigm.my.salesforce.com/sfc/p/700000009DAw/a/4u0000019i6W/rNc2pByGThANrUh6HY8Q98s0uwXcxiPKT4WR1e6uLSI" target="_blank">PRD009-3156022B</a> | <a href="https://fluidigm.my.salesforce.com/sfc/p/700000009DAw/a/4u000001870w/XU6eX2YZtdejnAfGRls.mPHhJTPvhOp30R18ZV_Asw4" target="_blank">MSDS-3000000X</a> | various | Maxpar
CyTOF (Cytometry) | 3156023A | Anti-Vimentin | RV202 | 156Gd | Human, Rat, Mouse, Hamster, Monkey, Dog, Chicken, Rabbit, Cow, Goat | 50 Tests | <a href="https://fluidigm.my.salesforce.com/sfc/p/700000009DAw/a/4u0000019i5y/e74V0T1nacbYSkaDVGlwtEU6zNBJz837jvOC8WkvDPg" target="_blank">PRD009-3156023A</a> | <a href="https://fluidigm.my.salesforce.com/sfc/p/700000009DAw/a/4u000001870w/XU6eX2YZtdejnAfGRls.mPHhJTPvhOp30R18ZV_Asw4" target="_blank">MSDS-3000000X</a> | various | Maxpar
CyTOF (Cytometry) | 3156023C | Anti-Vimentin | RV202 | 156Gd | Human, Rat, Mouse, Hamster, Monkey, Dog, Chicken, Rabbit, Cow, Goat | 25 Tests | <a href="https://fluidigm.my.salesforce.com/sfc/p/700000009DAw/a/4u0000019i5y/e74V0T1nacbYSkaDVGlwtEU6zNBJz837jvOC8WkvDPg" target="_blank">PRD009-3156023B</a> | <a href="https://fluidigm.my.salesforce.com/sfc/p/700000009DAw/a/4u000001870w/XU6eX2YZtdejnAfGRls.mPHhJTPvhOp30R18ZV_Asw4" target="_blank">MSDS-3000000X</a> | various | Maxpar
CyTOF (Cytometry) | 3156026B | Anti-Human CD274/PD-L1 | 29E.2A3 | 156Gd | Human, African Green, Cynomolgus Macaque, Rhesus Macaque, Baboon | 100 Tests | <a href="https://fluidigm.my.salesforce.com/sfc/p/700000009DAw/a/4u0000019i6b/vnjBVIrCKp20wI7UnfqqjI0.De4sEWIdLJHLSn.4xAA" target="_blank">PRD009-3156026B</a> | <a href="https://fluidigm.my.salesforce.com/sfc/p/700000009DAw/a/4u000001870w/XU6eX2YZtdejnAfGRls.mPHhJTPvhOp30R18ZV_Asw4" target="_blank">MSDS-3000000X</a> | various | Maxpar
CyTOF (Cytometry) | 3156026C | Anti-Human CD274/PD-L1 | 29E.2A3 | 156Gd | Human, African Green, Cynomolgus Macaque, Rhesus Macaque, Baboon | 25 Tests | <a href="https://fluidigm.my.salesforce.com/sfc/p/700000009DAw/a/4u0000019i6b/vnjBVIrCKp20wI7UnfqqjI0.De4sEWIdLJHLSn.4xAA" target="_blank">PRD009-3156026B</a> | <a href="https://fluidigm.my.salesforce.com/sfc/p/700000009DAw/a/4u000001870w/XU6eX2YZtdejnAfGRls.mPHhJTPvhOp30R18ZV_Asw4" target="_blank">MSDS-3000000X</a> | various | Maxpar
CyTOF (Cytometry) | 3156028B | Anti-Mouse CD272/BTLA | 6F7 | 156Gd | Mouse | 100 Tests | <a href="https://fluidigm.my.salesforce.com/sfc/p/700000009DAw/a/4u0000019i6g/F81ed9oz_LYC9OKVHcl6y5YvwUhVIOGqw22RNWi07pY" target="_blank">PRD009-3156028B</a> | <a href="https://fluidigm.my.salesforce.com/sfc/p/700000009DAw/a/4u000001870w/XU6eX2YZtdejnAfGRls.mPHhJTPvhOp30R18ZV_Asw4" target="_blank">MSDS-3000000X</a> | various | Maxpar
CyTOF (Cytometry) | 3156028C | Anti-Mouse CD272/BTLA | 6F7 | 156Gd | Mouse | 25 Tests | <a href="https://fluidigm.my.salesforce.com/sfc/p/700000009DAw/a/4u0000019i6g/F81ed9oz_LYC9OKVHcl6y5YvwUhVIOGqw22RNWi07pY" target="_blank">PRD009-3156028B</a> | <a href="https://fluidigm.my.salesforce.com/sfc/p/700000009DAw/a/4u000001870w/XU6eX2YZtdejnAfGRls.mPHhJTPvhOp30R18ZV_Asw4" target="_blank">MSDS-3000000X</a> | various | Maxpar
CyTOF (Cytometry) | 3156029B | Anti-Human CD184/CXCR4 | 12G5 | 156Gd | Human, African Green, Baboon, Chimpanzee, Cynomolgus, Rhesus, Sooty Mangabey | 100 Tests | <a href="https://fluidigm.my.salesforce.com/sfc/p/700000009DAw/a/4u0000019i6c/kjn9VMzJ8yAv5HOdzKTfdXNlRflmWCy4TGvYoklsX8I" target="_blank">PRD009-3156029B</a> | <a href="https://fluidigm.my.salesforce.com/sfc/p/700000009DAw/a/4u000001870w/XU6eX2YZtdejnAfGRls.mPHhJTPvhOp30R18ZV_Asw4" target="_blank">MSDS-3000000X</a> | various | Maxpar
CyTOF (Cytometry) | 3156029C | Anti-Human CD184/CXCR4 | 12G5 | 156Gd | Human, African Green, Baboon, Chimpanzee, Cynomolgus, Rhesus, Sooty Mangabey | 25 Tests | <a href="https://fluidigm.my.salesforce.com/sfc/p/700000009DAw/a/4u0000019i6c/kjn9VMzJ8yAv5HOdzKTfdXNlRflmWCy4TGvYoklsX8I" target="_blank">PRD009-3156029B</a> | <a href="https://fluidigm.my.salesforce.com/sfc/p/700000009DAw/a/4u000001870w/XU6eX2YZtdejnAfGRls.mPHhJTPvhOp30R18ZV_Asw4" target="_blank">MSDS-3000000X</a> | various | Maxpar
CyTOF (Cytometry) | 3156037B | Anti-Human CD20 | 2H7 | 156Gd | Human, Cynomolgus Macaque, Rhesus Macaque, Baboon, Capuchin Monkey, Chimpanzee, Pigtailed Macaque, Squirrel Monkey | 100 Tests | <a href="https://fluidigm.my.salesforce.com/sfc/p/700000009DAw/a/4u000000qQSH/WFPml9r.0YMFRfW1JQJ73ewxu8cPjU6Yz7RYJALdiJU" target="_blank">PRD009-3156037B</a> | <a href="https://fluidigm.my.salesforce.com/sfc/p/700000009DAw/a/4u000001870w/XU6eX2YZtdejnAfGRls.mPHhJTPvhOp30R18ZV_Asw4" target="_blank">MSDS-3000000X</a> | various | Maxpar
CyTOF (Cytometry) | 3156037C | Anti-Human CD20 | 2H7 | 156Gd | Human, Cynomolgus Macaque, Rhesus Macaque, Baboon, Capuchin Monkey, Chimpanzee, Pigtailed Macaque, Squirrel Monkey | 25 Tests | <a href="https://fluidigm.my.salesforce.com/sfc/p/700000009DAw/a/4u000000qQSH/WFPml9r.0YMFRfW1JQJ73ewxu8cPjU6Yz7RYJALdiJU" target="_blank">PRD009-3156037B</a> | <a href="https://fluidigm.my.salesforce.com/sfc/p/700000009DAw/a/4u000001870w/XU6eX2YZtdejnAfGRls.mPHhJTPvhOp30R18ZV_Asw4" target="_blank">MSDS-3000000X</a> | various | Maxpar
CyTOF (Cytometry) | 3158001B | Anti-Human CD33 | WM53 | 158Gd | Human, Chimpanzee | 100 Tests | <a href="https://fluidigm.my.salesforce.com/sfc/p/700000009DAw/a/4u0000019i5p/ocSzLjMx9v6okE8Yhga7_fmz_1PUSyZxSNztwXYrg9w" target="_blank">PRD009-3158001B</a> | <a href="https://fluidigm.my.salesforce.com/sfc/p/700000009DAw/a/4u000001870w/XU6eX2YZtdejnAfGRls.mPHhJTPvhOp30R18ZV_Asw4" target="_blank">MSDS-3000000X</a> | various | Maxpar
CyTOF (Cytometry) | 3158001C | Anti-Human CD33 | WM53 | 158Gd | Human, Chimpanzee | 25 Tests | <a href="https://fluidigm.my.salesforce.com/sfc/p/700000009DAw/a/4u0000019i5p/ocSzLjMx9v6okE8Yhga7_fmz_1PUSyZxSNztwXYrg9w" target="_blank">PRD009-3158001B</a> | <a href="https://fluidigm.my.salesforce.com/sfc/p/700000009DAw/a/4u000001870w/XU6eX2YZtdejnAfGRls.mPHhJTPvhOp30R18ZV_Asw4" target="_blank">MSDS-3000000X</a> | various | Maxpar
CyTOF (Cytometry) | 3158002B | Anti-Mouse IL-10 | JES5-16E3 | 158Gd | Mouse | 100 Tests | <a href="https://fluidigm.my.salesforce.com/sfc/p/700000009DAw/a/4u0000019i5g/cwoFR6V6Q3zRCksLkiMSASr5AwyqS2jJI.TsAMQi5L0" target="_blank">PRD009-3158002B</a> | <a href="https://fluidigm.my.salesforce.com/sfc/p/700000009DAw/a/4u000001870w/XU6eX2YZtdejnAfGRls.mPHhJTPvhOp30R18ZV_Asw4" target="_blank">MSDS-3000000X</a> | various | Maxpar
CyTOF (Cytometry) | 3158002C | Anti-Mouse IL-10 | JES5-16E3 | 158Gd | Mouse | 25 Tests | <a href="https://fluidigm.my.salesforce.com/sfc/p/700000009DAw/a/4u0000019i5g/cwoFR6V6Q3zRCksLkiMSASr5AwyqS2jJI.TsAMQi5L0" target="_blank">PRD009-3158002B</a> | <a href="https://fluidigm.my.salesforce.com/sfc/p/700000009DAw/a/4u000001870w/XU6eX2YZtdejnAfGRls.mPHhJTPvhOp30R18ZV_Asw4" target="_blank">MSDS-3000000X</a> | various | Maxpar
CyTOF (Cytometry) | 3158003A | Anti-Mouse Foxp3 | FJK-16s | 158Gd | Mouse, Rat, Cow, Dog, Cat, Pig | 50 Tests | <a href="https://fluidigm.my.salesforce.com/sfc/p/700000009DAw/a/4u0000019i6l/FG9oVbWLyhSIsz.BqqFzBjFYOjtRVX.ssfyM0nGseoc" target="_blank">PRD009-3158003A</a> | <a href="https://fluidigm.my.salesforce.com/sfc/p/700000009DAw/a/4u000001870w/XU6eX2YZtdejnAfGRls.mPHhJTPvhOp30R18ZV_Asw4" target="_blank">MSDS-3000000X</a> | various | Maxpar
CyTOF (Cytometry) | 3158003C | Anti-Mouse Foxp3 | FJK-16s | 158Gd | Mouse, Rat, Cow, Dog, Cat, Pig | 25 Tests | <a href="https://fluidigm.my.salesforce.com/sfc/p/700000009DAw/a/4u0000019i6l/FG9oVbWLyhSIsz.BqqFzBjFYOjtRVX.ssfyM0nGseoc" target="_blank">PRD009-3158003B</a> | <a href="https://fluidigm.my.salesforce.com/sfc/p/700000009DAw/a/4u000001870w/XU6eX2YZtdejnAfGRls.mPHhJTPvhOp30R18ZV_Asw4" target="_blank">MSDS-3000000X</a> | various | Maxpar
CyTOF (Cytometry) | 3158005A | Anti-pStat3 [Y705] | 4/P-STAT3 | 158Gd | Human, Mouse | 50 Tests | <a href="https://fluidigm.my.salesforce.com/sfc/p/700000009DAw/a/4u0000019i6I/21_YSRZn9duPa8y0JgVqcOLw_.MVvDtcTIEbaTMVUzU" target="_blank">PRD009-3158005A</a> | <a href="https://fluidigm.my.salesforce.com/sfc/p/700000009DAw/a/4u000001870w/XU6eX2YZtdejnAfGRls.mPHhJTPvhOp30R18ZV_Asw4" target="_blank">MSDS-3000000X</a> | various | Maxpar
CyTOF (Cytometry) | 3158005C | Anti-pStat3 [Y705] | 4/P-STAT3 | 158Gd | Human, Mouse | 25 Tests | <a href="https://fluidigm.my.salesforce.com/sfc/p/700000009DAw/a/4u0000019i6I/21_YSRZn9duPa8y0JgVqcOLw_.MVvDtcTIEbaTMVUzU" target="_blank">PRD009-3158005B</a> | <a href="https://fluidigm.my.salesforce.com/sfc/p/700000009DAw/a/4u000001870w/XU6eX2YZtdejnAfGRls.mPHhJTPvhOp30R18ZV_Asw4" target="_blank">MSDS-3000000X</a> | various | Maxpar
CyTOF (Cytometry) | 3158007B | Anti-Human IL-2 | MQ1-17H12 | 158Gd | Human, Feline, Chimpanzee, Bamboo, Cynomolgus, Rhesus, Sooty Mangabey | 100 Tests | <a href="https://fluidigm.my.salesforce.com/sfc/p/700000009DAw/a/4u0000019i64/gz9s029wKgyxs1WWsSN5a8zLpJV.bw2s0ZhdObP31mQ" target="_blank">PRD009-3158007B</a> | <a href="https://fluidigm.my.salesforce.com/sfc/p/700000009DAw/a/4u000001870w/XU6eX2YZtdejnAfGRls.mPHhJTPvhOp30R18ZV_Asw4" target="_blank">MSDS-3000000X</a> | various | Maxpar
CyTOF (Cytometry) | 3158007C | Anti-Human IL-2 | MQ1-17H12 | 158Gd | Human, Feline, Chimpanzee, Bamboo, Cynomolgus, Rhesus, Sooty Mangabey | 25 Tests | <a href="https://fluidigm.my.salesforce.com/sfc/p/700000009DAw/a/4u0000019i64/gz9s029wKgyxs1WWsSN5a8zLpJV.bw2s0ZhdObP31mQ" target="_blank">PRD009-3158007B</a> | <a href="https://fluidigm.my.salesforce.com/sfc/p/700000009DAw/a/4u000001870w/XU6eX2YZtdejnAfGRls.mPHhJTPvhOp30R18ZV_Asw4" target="_blank">MSDS-3000000X</a> | various | Maxpar
CyTOF (Cytometry) | 3158008A | Anti-Human CyclinA | BF683 | 158Gd | Human | 50 Tests | <a href="https://fluidigm.my.salesforce.com/sfc/p/700000009DAw/a/4u0000019i6d/urV6zU9Rxgl08iFS7fua72x6rGqm757xPl__nCc7Gyc" target="_blank">PRD009-3158008A</a> | <a href="https://fluidigm.my.salesforce.com/sfc/p/700000009DAw/a/4u000001870w/XU6eX2YZtdejnAfGRls.mPHhJTPvhOp30R18ZV_Asw4" target="_blank">MSDS-3000000X</a> | various | Maxpar
CyTOF (Cytometry) | 3158008C | Anti-Human CyclinA | BF683 | 158Gd | Human | 25 Tests | <a href="https://fluidigm.my.salesforce.com/sfc/p/700000009DAw/a/4u0000019i6d/urV6zU9Rxgl08iFS7fua72x6rGqm757xPl__nCc7Gyc" target="_blank">PRD009-3158008B</a> | <a href="https://fluidigm.my.salesforce.com/sfc/p/700000009DAw/a/4u000001870w/XU6eX2YZtdejnAfGRls.mPHhJTPvhOp30R18ZV_Asw4" target="_blank">MSDS-3000000X</a> | various | Maxpar
CyTOF (Cytometry) | 3158009B | Anti-Mouse CD9 | KMC8 | 158Gd | Mouse | 100 Tests | <a href="https://fluidigm.my.salesforce.com/sfc/p/700000009DAw/a/4u0000019i6h/ek2WYvxNUuSE0jo43qu.7z25PGqIQ_KWtigD3IZ7gtM" target="_blank">PRD009-3158009B</a> | <a href="https://fluidigm.my.salesforce.com/sfc/p/700000009DAw/a/4u000001870w/XU6eX2YZtdejnAfGRls.mPHhJTPvhOp30R18ZV_Asw4" target="_blank">MSDS-3000000X</a> | various | Maxpar
CyTOF (Cytometry) | 3158009C | Anti-Mouse CD9 | KMC8 | 158Gd | Mouse | 25 Tests | <a href="https://fluidigm.my.salesforce.com/sfc/p/700000009DAw/a/4u0000019i6h/ek2WYvxNUuSE0jo43qu.7z25PGqIQ_KWtigD3IZ7gtM" target="_blank">PRD009-3158009B</a> | <a href="https://fluidigm.my.salesforce.com/sfc/p/700000009DAw/a/4u000001870w/XU6eX2YZtdejnAfGRls.mPHhJTPvhOp30R18ZV_Asw4" target="_blank">MSDS-3000000X</a> | various | Maxpar
CyTOF (Cytometry) | 3158010B | Anti-Human CD27 | L128 | 158Gd | Human | 100 Tests | <a href="https://fluidigm.my.salesforce.com/sfc/p/700000009DAw/a/4u0000019i6q/JvQP2SCCvHL.GFeRuD9gqA8wid6RaJ74GRgzhVsFOCw" target="_blank">PRD009-3158010B</a> | <a href="https://fluidigm.my.salesforce.com/sfc/p/700000009DAw/a/4u000001870w/XU6eX2YZtdejnAfGRls.mPHhJTPvhOp30R18ZV_Asw4" target="_blank">MSDS-3000000X</a> | various | Maxpar
CyTOF (Cytometry) | 3158010C | Anti-Human CD27 | L128 | 158Gd | Human | 25 Tests | <a href="https://fluidigm.my.salesforce.com/sfc/p/700000009DAw/a/4u0000019i6q/JvQP2SCCvHL.GFeRuD9gqA8wid6RaJ74GRgzhVsFOCw" target="_blank">PRD009-3158010B</a> | <a href="https://fluidigm.my.salesforce.com/sfc/p/700000009DAw/a/4u000001870w/XU6eX2YZtdejnAfGRls.mPHhJTPvhOp30R18ZV_Asw4" target="_blank">MSDS-3000000X</a> | various | Maxpar
CyTOF (Cytometry) | 3158011B | Anti-Human CD10 | HI10a | 158Gd | Human, African Green, Baboon, Capuchin monkey, Chimpanzee, Cynomolgus, Rhesus | 100 Tests | <a href="https://fluidigm.my.salesforce.com/sfc/p/700000009DAw/a/4u0000019i6v/Px1Qhot60Z_4mqP32ZFakBp1Tck3R882NnJjQiSbVXQ" target="_blank">PRD009-3158011B</a> | <a href="https://fluidigm.my.salesforce.com/sfc/p/700000009DAw/a/4u000001870w/XU6eX2YZtdejnAfGRls.mPHhJTPvhOp30R18ZV_Asw4" target="_blank">MSDS-3000000X</a> | various | Maxpar
CyTOF (Cytometry) | 3158011C | Anti-Human CD10 | HI10a | 158Gd | Human, African Green, Baboon, Capuchin monkey, Chimpanzee, Cynomolgus, Rhesus | 25 Tests | <a href="https://fluidigm.my.salesforce.com/sfc/p/700000009DAw/a/4u0000019i6v/Px1Qhot60Z_4mqP32ZFakBp1Tck3R882NnJjQiSbVXQ" target="_blank">PRD009-3158011B</a> | <a href="https://fluidigm.my.salesforce.com/sfc/p/700000009DAw/a/4u000001870w/XU6eX2YZtdejnAfGRls.mPHhJTPvhOp30R18ZV_Asw4" target="_blank">MSDS-3000000X</a> | various | Maxpar
CyTOF (Cytometry) | 3158012B | Anti-Human CD134/OX40 | ACT35 | 158Gd | Human, Chimpanzee | 100 Tests | <a href="https://fluidigm.my.salesforce.com/sfc/p/700000009DAw/a/4u0000019i6e/TIbGX3Be4Il_ffdn3nFqOV8a1jNRhO7FblrHMkw1Ge4" target="_blank">PRD009-3158012B</a> | <a href="https://fluidigm.my.salesforce.com/sfc/p/700000009DAw/a/4u000001870w/XU6eX2YZtdejnAfGRls.mPHhJTPvhOp30R18ZV_Asw4" target="_blank">MSDS-3000000X</a> | various | Maxpar
CyTOF (Cytometry) | 3158012C | Anti-Human CD134/OX40 | ACT35 | 158Gd | Human, Chimpanzee | 25 Tests | <a href="https://fluidigm.my.salesforce.com/sfc/p/700000009DAw/a/4u0000019i6e/TIbGX3Be4Il_ffdn3nFqOV8a1jNRhO7FblrHMkw1Ge4" target="_blank">PRD009-3158012B</a> | <a href="https://fluidigm.my.salesforce.com/sfc/p/700000009DAw/a/4u000001870w/XU6eX2YZtdejnAfGRls.mPHhJTPvhOp30R18ZV_Asw4" target="_blank">MSDS-3000000X</a> | various | Maxpar
CyTOF (Cytometry) | 3158013B | Anti-Human CD137/4-1BB | 4B4-1 | 158Gd | Human, Cynomolgus Macaque, Rhesus Macaque, Chimpanzee, Baboon | 100 Tests | <a href="https://fluidigm.my.salesforce.com/sfc/p/700000009DAw/a/4u0000019i6w/O1g52F44GwOVuSvinS8mB9KIBJHXdVRAPSLLE1hoDyA" target="_blank">PRD009-3158013B</a> | <a href="https://fluidigm.my.salesforce.com/sfc/p/700000009DAw/a/4u000001870w/XU6eX2YZtdejnAfGRls.mPHhJTPvhOp30R18ZV_Asw4" target="_blank">MSDS-3000000X</a> | various | Maxpar
CyTOF (Cytometry) | 3158013C | Anti-Human CD137/4-1BB | 4B4-1 | 158Gd | Human, Cynomolgus Macaque, Rhesus Macaque, Chimpanzee, Baboon | 25 Tests | <a href="https://fluidigm.my.salesforce.com/sfc/p/700000009DAw/a/4u0000019i6w/O1g52F44GwOVuSvinS8mB9KIBJHXdVRAPSLLE1hoDyA" target="_blank">PRD009-3158013B</a> | <a href="https://fluidigm.my.salesforce.com/sfc/p/700000009DAw/a/4u000001870w/XU6eX2YZtdejnAfGRls.mPHhJTPvhOp30R18ZV_Asw4" target="_blank">MSDS-3000000X</a> | various | Maxpar
CyTOF (Cytometry) | 3158016B | Anti-Human CD179b | HSL11 | 158Gd | Human, African Green | 100 Tests | <a href="https://fluidigm.my.salesforce.com/sfc/p/700000009DAw/a/4u0000019i6r/7T4MLkfSvXOntB_uNXovStMxxmGkx8zF.IpK4QzOJ3s" target="_blank">PRD009-3158016B</a> | <a href="https://fluidigm.my.salesforce.com/sfc/p/700000009DAw/a/4u000001870w/XU6eX2YZtdejnAfGRls.mPHhJTPvhOp30R18ZV_Asw4" target="_blank">MSDS-3000000X</a> | various | Maxpar
CyTOF (Cytometry) | 3158016C | Anti-Human CD179b | HSL11 | 158Gd | Human, African Green | 25 Tests | <a href="https://fluidigm.my.salesforce.com/sfc/p/700000009DAw/a/4u0000019i6r/7T4MLkfSvXOntB_uNXovStMxxmGkx8zF.IpK4QzOJ3s" target="_blank">PRD009-3158016B</a> | <a href="https://fluidigm.my.salesforce.com/sfc/p/700000009DAw/a/4u000001870w/XU6eX2YZtdejnAfGRls.mPHhJTPvhOp30R18ZV_Asw4" target="_blank">MSDS-3000000X</a> | various | Maxpar
CyTOF (Cytometry) | 3158017B | Anti-Human IFNγ | B27 | 158Gd | Human,Chimpanzee, Baboon, Cynomolgus, Rhesus, Pigtailed Macaque, African Green, Sooty Mangabey | 100 Tests | <a href="https://fluidigm.my.salesforce.com/sfc/p/700000009DAw/a/4u0000019i6f/r23fuSrLB_XqtSkqQg1u5HsRAqhz7SzkmQt2p0fVEOk" target="_blank">PRD009-3158017B</a> | <a href="https://fluidigm.my.salesforce.com/sfc/p/700000009DAw/a/4u000001870w/XU6eX2YZtdejnAfGRls.mPHhJTPvhOp30R18ZV_Asw4" target="_blank">MSDS-3000000X</a> | various | Maxpar
CyTOF (Cytometry) | 3158017C | Anti-Human IFNγ | B27 | 158Gd | Human,Chimpanzee, Baboon, Cynomolgus, Rhesus, Pigtailed Macaque, African Green, Sooty Mangabey | 25 Tests | <a href="https://fluidigm.my.salesforce.com/sfc/p/700000009DAw/a/4u0000019i6f/r23fuSrLB_XqtSkqQg1u5HsRAqhz7SzkmQt2p0fVEOk" target="_blank">PRD009-3158017B</a> | <a href="https://fluidigm.my.salesforce.com/sfc/p/700000009DAw/a/4u000001870w/XU6eX2YZtdejnAfGRls.mPHhJTPvhOp30R18ZV_Asw4" target="_blank">MSDS-3000000X</a> | various | Maxpar
CyTOF (Cytometry) | 3158018B | Anti-Human/Mouse CD324/E-Cadherin | DECMA-1 | 158Gd | Mouse, Human, Dog (Canine), Swine (Pig, Porcine) | 100 Tests | <a href="https://fluidigm.my.salesforce.com/sfc/p/700000009DAw/a/4u0000019i70/yXNCAqSnbnuuxhzaAfzpkPpdOmOeC5bRnWkcPW3R60E" target="_blank">PRD009-3158018B</a> | <a href="https://fluidigm.my.salesforce.com/sfc/p/700000009DAw/a/4u000001870w/XU6eX2YZtdejnAfGRls.mPHhJTPvhOp30R18ZV_Asw4" target="_blank">MSDS-3000000X</a> | various | Maxpar
CyTOF (Cytometry) | 3158018C | Anti-Human/Mouse CD324/E-Cadherin | DECMA-1 | 158Gd | Mouse, Human, Dog (Canine), Swine (Pig, Porcine) | 25 Tests | <a href="https://fluidigm.my.salesforce.com/sfc/p/700000009DAw/a/4u0000019i70/yXNCAqSnbnuuxhzaAfzpkPpdOmOeC5bRnWkcPW3R60E" target="_blank">PRD009-3158018B</a> | <a href="https://fluidigm.my.salesforce.com/sfc/p/700000009DAw/a/4u000001870w/XU6eX2YZtdejnAfGRls.mPHhJTPvhOp30R18ZV_Asw4" target="_blank">MSDS-3000000X</a> | various | Maxpar
CyTOF (Cytometry) | 3158019B | Anti-Human CD135/Flt3 | BV10A4H2 | 158Gd | Human | 100 Tests | <a href="https://fluidigm.my.salesforce.com/sfc/p/700000009DAw/a/4u0000019i6s/NBxt62QcJDTUxjUAXmbZWWu8uGilp8DnnYdNTULEymw" target="_blank">PRD009-3158019B</a> | <a href="https://fluidigm.my.salesforce.com/sfc/p/700000009DAw/a/4u000001870w/XU6eX2YZtdejnAfGRls.mPHhJTPvhOp30R18ZV_Asw4" target="_blank">MSDS-3000000X</a> | various | Maxpar
CyTOF (Cytometry) | 3158019C | Anti-Human CD135/Flt3 | BV10A4H2 | 158Gd | Human | 25 Tests | <a href="https://fluidigm.my.salesforce.com/sfc/p/700000009DAw/a/4u0000019i6s/NBxt62QcJDTUxjUAXmbZWWu8uGilp8DnnYdNTULEymw" target="_blank">PRD009-3158019B</a> | <a href="https://fluidigm.my.salesforce.com/sfc/p/700000009DAw/a/4u000001870w/XU6eX2YZtdejnAfGRls.mPHhJTPvhOp30R18ZV_Asw4" target="_blank">MSDS-3000000X</a> | various | Maxpar
CyTOF (Cytometry) | 3158020B | Anti-Human CD101 | BB27 | 158Gd | Human, African Green, Baboon, Cynomolgus, Rhesus | 100 Tests | <a href="https://fluidigm.my.salesforce.com/sfc/p/700000009DAw/a/4u0000019i71/QznjuXr2yisjodEIGAxrufsFwpijNTI5M.wfts10qs0" target="_blank">PRD009-3158020B</a> | <a href="https://fluidigm.my.salesforce.com/sfc/p/700000009DAw/a/4u000001870w/XU6eX2YZtdejnAfGRls.mPHhJTPvhOp30R18ZV_Asw4" target="_blank">MSDS-3000000X</a> | various | Maxpar
CyTOF (Cytometry) | 3158020C | Anti-Human CD101 | BB27 | 158Gd | Human, African Green, Baboon, Cynomolgus, Rhesus | 25 Tests | <a href="https://fluidigm.my.salesforce.com/sfc/p/700000009DAw/a/4u0000019i71/QznjuXr2yisjodEIGAxrufsFwpijNTI5M.wfts10qs0" target="_blank">PRD009-3158020B</a> | <a href="https://fluidigm.my.salesforce.com/sfc/p/700000009DAw/a/4u000001870w/XU6eX2YZtdejnAfGRls.mPHhJTPvhOp30R18ZV_Asw4" target="_blank">MSDS-3000000X</a> | various | Maxpar
CyTOF (Cytometry) | 3158021A | Anti-E-Cadherin | 24E10 | 158Gd | Human, Mouse, Bovine | 50 Tests | <a href="https://fluidigm.my.salesforce.com/sfc/p/700000009DAw/a/4u0000019i6t/sA506WpqxtHWyvp0V5Ztlm5_zGnZakJRZ3Ji4aklVBk" target="_blank">PRD009-3158021A</a> | <a href="https://fluidigm.my.salesforce.com/sfc/p/700000009DAw/a/4u000001870w/XU6eX2YZtdejnAfGRls.mPHhJTPvhOp30R18ZV_Asw4" target="_blank">MSDS-3000000X</a> | various | Maxpar
CyTOF (Cytometry) | 3158021C | Anti-E-Cadherin | 24E10 | 158Gd | Human, Mouse, Bovine | 25 Tests | <a href="https://fluidigm.my.salesforce.com/sfc/p/700000009DAw/a/4u0000019i6t/sA506WpqxtHWyvp0V5Ztlm5_zGnZakJRZ3Ji4aklVBk" target="_blank">PRD009-3158021B</a> | <a href="https://fluidigm.my.salesforce.com/sfc/p/700000009DAw/a/4u000001870w/XU6eX2YZtdejnAfGRls.mPHhJTPvhOp30R18ZV_Asw4" target="_blank">MSDS-3000000X</a> | various | Maxpar
CyTOF (Cytometry) | 3158022B | Anti-Human CD137 Ligand | 5F4 | 158Gd | Human, African Green, Baboon, Cynomolgus, Rhesus | 100 Tests | <a href="https://fluidigm.my.salesforce.com/sfc/p/700000009DAw/a/4u0000019i75/p3TBHZE6wpSnDjZ3AFDSR3GLs.ayOSrvB0o9PI7Dmh8" target="_blank">PRD009-3158022B</a> | <a href="https://fluidigm.my.salesforce.com/sfc/p/700000009DAw/a/4u000001870w/XU6eX2YZtdejnAfGRls.mPHhJTPvhOp30R18ZV_Asw4" target="_blank">MSDS-3000000X</a> | various | Maxpar
CyTOF (Cytometry) | 3158022C | Anti-Human CD137 Ligand | 5F4 | 158Gd | Human, African Green, Baboon, Cynomolgus, Rhesus | 25 Tests | <a href="https://fluidigm.my.salesforce.com/sfc/p/700000009DAw/a/4u0000019i75/p3TBHZE6wpSnDjZ3AFDSR3GLs.ayOSrvB0o9PI7Dmh8" target="_blank">PRD009-3158022B</a> | <a href="https://fluidigm.my.salesforce.com/sfc/p/700000009DAw/a/4u000001870w/XU6eX2YZtdejnAfGRls.mPHhJTPvhOp30R18ZV_Asw4" target="_blank">MSDS-3000000X</a> | various | Maxpar
CyTOF (Cytometry) | 3158025B | Anti-Human CD82 | ASL-24 | 158Gd | Human,African Green, Baboon, Cynomolgus | 100 Tests | <a href="https://fluidigm.my.salesforce.com/sfc/p/700000009DAw/a/4u0000019i73/lI.BRMLifjZdPOUk0PeoVo4LfuLHoJVVqQDYzYqbyQ4" target="_blank">PRD009-3158025B</a> | <a href="https://fluidigm.my.salesforce.com/sfc/p/700000009DAw/a/4u000001870w/XU6eX2YZtdejnAfGRls.mPHhJTPvhOp30R18ZV_Asw4" target="_blank">MSDS-3000000X</a> | various | Maxpar
CyTOF (Cytometry) | 3158025C | Anti-Human CD82 | ASL-24 | 158Gd | Human,African Green, Baboon, Cynomolgus | 25 Tests | <a href="https://fluidigm.my.salesforce.com/sfc/p/700000009DAw/a/4u0000019i73/lI.BRMLifjZdPOUk0PeoVo4LfuLHoJVVqQDYzYqbyQ4" target="_blank">PRD009-3158025B</a> | <a href="https://fluidigm.my.salesforce.com/sfc/p/700000009DAw/a/4u000001870w/XU6eX2YZtdejnAfGRls.mPHhJTPvhOp30R18ZV_Asw4" target="_blank">MSDS-3000000X</a> | various | Maxpar
CyTOF (Cytometry) | 3158026B | Anti-Human TSLP-R | 1B4 | 158Gd | Human, Baboon | 100 Tests | <a href="https://fluidigm.my.salesforce.com/sfc/p/700000009DAw/a/4u0000019i7A/40VEu59dG8gbHRowAlvbcCYRb.L7oDE_r9dWxn5.eBg" target="_blank">PRD009-3158026B</a> | <a href="https://fluidigm.my.salesforce.com/sfc/p/700000009DAw/a/4u000001870w/XU6eX2YZtdejnAfGRls.mPHhJTPvhOp30R18ZV_Asw4" target="_blank">MSDS-3000000X</a> | various | Maxpar
CyTOF (Cytometry) | 3158026C | Anti-Human TSLP-R | 1B4 | 158Gd | Human, Baboon | 25 Tests | <a href="https://fluidigm.my.salesforce.com/sfc/p/700000009DAw/a/4u0000019i7A/40VEu59dG8gbHRowAlvbcCYRb.L7oDE_r9dWxn5.eBg" target="_blank">PRD009-3158026B</a> | <a href="https://fluidigm.my.salesforce.com/sfc/p/700000009DAw/a/4u000001870w/XU6eX2YZtdejnAfGRls.mPHhJTPvhOp30R18ZV_Asw4" target="_blank">MSDS-3000000X</a> | various | Maxpar
CyTOF (Cytometry) | 3158027B | Anti-Human CD169 | 7-239 | 158Gd | Human | 100 Tests | <a href="https://fluidigm.my.salesforce.com/sfc/p/700000009DAw/a/4u0000019i7B/WDmfUVPZvgw0S8Agm_IOtCyw469vSEvSUYSQedzJfjA" target="_blank">PRD009-3158027B</a> | <a href="https://fluidigm.my.salesforce.com/sfc/p/700000009DAw/a/4u000001870w/XU6eX2YZtdejnAfGRls.mPHhJTPvhOp30R18ZV_Asw4" target="_blank">MSDS-3000000X</a> | various | Maxpar
CyTOF (Cytometry) | 3158027C | Anti-Human CD169 | 7-239 | 158Gd | Human | 25 Tests | <a href="https://fluidigm.my.salesforce.com/sfc/p/700000009DAw/a/4u0000019i7B/WDmfUVPZvgw0S8Agm_IOtCyw469vSEvSUYSQedzJfjA" target="_blank">PRD009-3158027B</a> | <a href="https://fluidigm.my.salesforce.com/sfc/p/700000009DAw/a/4u000001870w/XU6eX2YZtdejnAfGRls.mPHhJTPvhOp30R18ZV_Asw4" target="_blank">MSDS-3000000X</a> | various | Maxpar
CyTOF (Cytometry) | 3158032A | Anti-Human CD194/CCR4 | L291H4 | 158Gd | Human, Cynomolgus Macaque | 50 Tests | <a href="https://fluidigm.my.salesforce.com/sfc/p/700000009DAw/a/4u0000019i7F/ASrcA_qjSlXk4RKbXDtSTif177EmwvDFq2kkbIIur3s" target="_blank">PRD009-3158032A</a> | <a href="https://fluidigm.my.salesforce.com/sfc/p/700000009DAw/a/4u000001870w/XU6eX2YZtdejnAfGRls.mPHhJTPvhOp30R18ZV_Asw4" target="_blank">MSDS-3000000X</a> | various | Maxpar
CyTOF (Cytometry) | 3158032C | Anti-Human CD194/CCR4 | L291H4 | 158Gd | Human, Cynomolgus Macaque | 25 Tests | <a href="https://fluidigm.my.salesforce.com/sfc/p/700000009DAw/a/4u0000019i7F/ASrcA_qjSlXk4RKbXDtSTif177EmwvDFq2kkbIIur3s" target="_blank">PRD009-3158032B</a> | <a href="https://fluidigm.my.salesforce.com/sfc/p/700000009DAw/a/4u000001870w/XU6eX2YZtdejnAfGRls.mPHhJTPvhOp30R18ZV_Asw4" target="_blank">MSDS-3000000X</a> | various | Maxpar
CyTOF (Cytometry) | 3159001B | Anti-Human CD11c | Bu15 | 159Tb | Human, Cynomolgus Macaque, Rhesus Macaque, African Green Monkey, Baboon, Chimpanzee, Squirrel Monkey | 100 Tests | <a href="https://fluidigm.my.salesforce.com/sfc/p/700000009DAw/a/4u0000019i74/raupRHyPH2jfYkbFlM47KjqZOWLhNYnHaFxcJkYHUIM" target="_blank">PRD009-3159001B</a> | <a href="https://fluidigm.my.salesforce.com/sfc/p/700000009DAw/a/4u000001870w/XU6eX2YZtdejnAfGRls.mPHhJTPvhOp30R18ZV_Asw4" target="_blank">MSDS-3000000X</a> | various | Maxpar
CyTOF (Cytometry) | 3159001C | Anti-Human CD11c | Bu15 | 159Tb | Human, Cynomolgus Macaque, Rhesus Macaque, African Green Monkey, Baboon, Chimpanzee, Squirrel Monkey | 25 Tests | <a href="https://fluidigm.my.salesforce.com/sfc/p/700000009DAw/a/4u0000019i74/raupRHyPH2jfYkbFlM47KjqZOWLhNYnHaFxcJkYHUIM" target="_blank">PRD009-3159001B</a> | <a href="https://fluidigm.my.salesforce.com/sfc/p/700000009DAw/a/4u000001870w/XU6eX2YZtdejnAfGRls.mPHhJTPvhOp30R18ZV_Asw4" target="_blank">MSDS-3000000X</a> | various | Maxpar
CyTOF (Cytometry) | 3159004B | Anti-Human CD161 | HP-3G10 | 159Tb | Human, Cynomolgus Macaque, Rhesus Macaque, African Green Monkey, Baboon | 100 Tests | <a href="https://fluidigm.my.salesforce.com/sfc/p/#700000009DAw/a/4u0000019iCO/q5bEBrjbPTwRLvxcaf__H7Z1EHWtEdlhHdn3IuWwoDs" target="_blank">PRD009-3159004B</a> | <a href="https://fluidigm.my.salesforce.com/sfc/p/700000009DAw/a/4u000001870w/XU6eX2YZtdejnAfGRls.mPHhJTPvhOp30R18ZV_Asw4" target="_blank">MSDS-3000000X</a> | various | Maxpar
CyTOF (Cytometry) | 3159004C | Anti-Human CD161 | HP-3G10 | 159Tb | Human, Cynomolgus Macaque, Rhesus Macaque, African Green Monkey, Baboon | 25 Tests | <a href="https://fluidigm.my.salesforce.com/sfc/p/700000009DAw/a/4u0000019iCO/q5bEBrjbPTwRLvxcaf__H7Z1EHWtEdlhHdn3IuWwoDs" target="_blank">PRD009-3159004B</a> | <a href="https://fluidigm.my.salesforce.com/sfc/p/700000009DAw/a/4u000001870w/XU6eX2YZtdejnAfGRls.mPHhJTPvhOp30R18ZV_Asw4" target="_blank">MSDS-3000000X</a> | various | Maxpar
CyTOF (Cytometry) | 3159005B | Anti-Human CD22 | HIB22 | 159Tb | Human, Chimpanzee | 100 Tests | <a href="https://fluidigm.my.salesforce.com/sfc/p/700000009DAw/a/4u0000019iCT/nEcNSj2Ck5Wf_0btKjjUU_W1G9U_7KmkM7msqwZl7U4" target="_blank">PRD009-3159005B</a> | <a href="https://fluidigm.my.salesforce.com/sfc/p/700000009DAw/a/4u000001870w/XU6eX2YZtdejnAfGRls.mPHhJTPvhOp30R18ZV_Asw4" target="_blank">MSDS-3000000X</a> | various | Maxpar
CyTOF (Cytometry) | 3159005C | Anti-Human CD22 | HIB22 | 159Tb | Human, Chimpanzee | 25 Tests | <a href="https://fluidigm.my.salesforce.com/sfc/p/700000009DAw/a/4u0000019iCT/nEcNSj2Ck5Wf_0btKjjUU_W1G9U_7KmkM7msqwZl7U4" target="_blank">PRD009-3159005B</a> | <a href="https://fluidigm.my.salesforce.com/sfc/p/700000009DAw/a/4u000001870w/XU6eX2YZtdejnAfGRls.mPHhJTPvhOp30R18ZV_Asw4" target="_blank">MSDS-3000000X</a> | various | Maxpar
CyTOF (Cytometry) | 3159006B | Anti-Mouse CD279 | RMP1-30 | 159Tb | Mouse | 100 Tests | <a href="https://fluidigm.my.salesforce.com/sfc/p/700000009DAw/a/4u0000019iCf/MIITCuxXw61hlKc3TL96hmJqCN5d47qIGuiMHmXQ_gc" target="_blank">PRD009-3159006B</a> | <a href="https://fluidigm.my.salesforce.com/sfc/p/700000009DAw/a/4u000001870w/XU6eX2YZtdejnAfGRls.mPHhJTPvhOp30R18ZV_Asw4" target="_blank">MSDS-3000000X</a> | various | Maxpar
CyTOF (Cytometry) | 3159006C | Anti-Mouse CD279 | RMP1-30 | 159Tb | Mouse | 25 Tests | <a href="https://fluidigm.my.salesforce.com/sfc/p/700000009DAw/a/4u0000019iCf/MIITCuxXw61hlKc3TL96hmJqCN5d47qIGuiMHmXQ_gc" target="_blank">PRD009-3159006B</a> | <a href="https://fluidigm.my.salesforce.com/sfc/p/700000009DAw/a/4u000001870w/XU6eX2YZtdejnAfGRls.mPHhJTPvhOp30R18ZV_Asw4" target="_blank">MSDS-3000000X</a> | various | Maxpar
CyTOF (Cytometry) | 3159007B | Anti-Human CD90 | 5E10 | 159Tb | Human, African Green, Baboon, Cynomolgus, Pigtailed Macaque, Rhesus, Swine (Pig, Porcine) | 100 Tests | <a href="https://fluidigm.my.salesforce.com/sfc/p/700000009DAw/a/4u0000019iCk/NQ414ERNbO8culsizTIP.dv2RPZcmvtV_XvB8QcTY1Y" target="_blank">PRD009-3159007B</a> | <a href="https://fluidigm.my.salesforce.com/sfc/p/700000009DAw/a/4u000001870w/XU6eX2YZtdejnAfGRls.mPHhJTPvhOp30R18ZV_Asw4" target="_blank">MSDS-3000000X</a> | various | Maxpar
CyTOF (Cytometry) | 3159007C | Anti-Human CD90 | 5E10 | 159Tb | Human, African Green, Baboon, Cynomolgus, Pigtailed Macaque, Rhesus, Swine (Pig, Porcine) | 25 Tests | <a href="https://fluidigm.my.salesforce.com/sfc/p/700000009DAw/a/4u0000019iCk/NQ414ERNbO8culsizTIP.dv2RPZcmvtV_XvB8QcTY1Y" target="_blank">PRD009-3159007B</a> | <a href="https://fluidigm.my.salesforce.com/sfc/p/700000009DAw/a/4u000001870w/XU6eX2YZtdejnAfGRls.mPHhJTPvhOp30R18ZV_Asw4" target="_blank">MSDS-3000000X</a> | various | Maxpar
CyTOF (Cytometry) | 3159008B | Anti-Human GM-CSF | BVD2-21C11 | 159Tb | Human, Cynomolgus, Rhesus | 100 Tests | <a href="https://fluidigm.my.salesforce.com/sfc/p/700000009DAw/a/4u0000019iCp/9STTD7vJAPainnV_on4Pw76YqONRc4pIf9MKnHbSZG0" target="_blank">PRD009-3159008B</a> | <a href="https://fluidigm.my.salesforce.com/sfc/p/700000009DAw/a/4u000001870w/XU6eX2YZtdejnAfGRls.mPHhJTPvhOp30R18ZV_Asw4" target="_blank">MSDS-3000000X</a> | various | Maxpar
CyTOF (Cytometry) | 3159008C | Anti-Human GM-CSF | BVD2-21C11 | 159Tb | Human, Cynomolgus, Rhesus | 25 Tests | <a href="https://fluidigm.my.salesforce.com/sfc/p/700000009DAw/a/4u0000019iCp/9STTD7vJAPainnV_on4Pw76YqONRc4pIf9MKnHbSZG0" target="_blank">PRD009-3159008B</a> | <a href="https://fluidigm.my.salesforce.com/sfc/p/700000009DAw/a/4u000001870w/XU6eX2YZtdejnAfGRls.mPHhJTPvhOp30R18ZV_Asw4" target="_blank">MSDS-3000000X</a> | various | Maxpar
CyTOF (Cytometry) | 3159009B | Anti-Mouse F4/80 | BM8 | 159Tb | Mouse | 100 Tests | <a href="https://fluidigm.my.salesforce.com/sfc/p/700000009DAw/a/4u0000019iCu/RfrZGshqlQH83PukYrjY.jYLLIjjXqn2c2D513g_niI" target="_blank">PRD009-3159009B</a> | <a href="https://fluidigm.my.salesforce.com/sfc/p/700000009DAw/a/4u000001870w/XU6eX2YZtdejnAfGRls.mPHhJTPvhOp30R18ZV_Asw4" target="_blank">MSDS-3000000X</a> | various | Maxpar
CyTOF (Cytometry) | 3159009C | Anti-Mouse F4/80 | BM8 | 159Tb | Mouse | 25 Tests | <a href="https://fluidigm.my.salesforce.com/sfc/p/700000009DAw/a/4u0000019iCu/RfrZGshqlQH83PukYrjY.jYLLIjjXqn2c2D513g_niI" target="_blank">PRD009-3159009B</a> | <a href="https://fluidigm.my.salesforce.com/sfc/p/700000009DAw/a/4u000001870w/XU6eX2YZtdejnAfGRls.mPHhJTPvhOp30R18ZV_Asw4" target="_blank">MSDS-3000000X</a> | various | Maxpar
CyTOF (Cytometry) | 3159010A | Anti-pMAPKAPK2 [T334] | 27B7 | 159Tb | Human, Mouse, Non-human primate, Rat | 50 Tests | <a href="https://fluidigm.my.salesforce.com/sfc/p/700000009DAw/a/4u0000019iCq/S8AHtN0j5MiPSuQiJROzavMUF4.bVNfmrjJqJXLY3_A" target="_blank">PRD009-3159010A</a> | <a href="https://fluidigm.my.salesforce.com/sfc/p/700000009DAw/a/4u000001870w/XU6eX2YZtdejnAfGRls.mPHhJTPvhOp30R18ZV_Asw4" target="_blank">MSDS-3000000X</a> | various | Maxpar
CyTOF (Cytometry) | 3159010C | Anti-pMAPKAPK2 [T334] | 27B7 | 159Tb | Human, Mouse, Non-human primate, Rat | 25 Tests | <a href="https://fluidigm.my.salesforce.com/sfc/p/700000009DAw/a/4u0000019iCq/S8AHtN0j5MiPSuQiJROzavMUF4.bVNfmrjJqJXLY3_A" target="_blank">PRD009-3159010B</a> | <a href="https://fluidigm.my.salesforce.com/sfc/p/700000009DAw/a/4u000001870w/XU6eX2YZtdejnAfGRls.mPHhJTPvhOp30R18ZV_Asw4" target="_blank">MSDS-3000000X</a> | various | Maxpar
CyTOF (Cytometry) | 3159011B | Anti-Mouse CD23 | B3B4 | 159Tb | Mouse | 100 Tests | <a href="https://fluidigm.my.salesforce.com/sfc/p/700000009DAw/a/4u0000019iCz/C3rvxk.J5Bilpq.9cbN29MqIr.IH7d71yB.EtWQFhvU" target="_blank">PRD009-3159011B</a> | <a href="https://fluidigm.my.salesforce.com/sfc/p/700000009DAw/a/4u000001870w/XU6eX2YZtdejnAfGRls.mPHhJTPvhOp30R18ZV_Asw4" target="_blank">MSDS-3000000X</a> | various | Maxpar
CyTOF (Cytometry) | 3159011C | Anti-Mouse CD23 | B3B4 | 159Tb | Mouse | 25 Tests | <a href="https://fluidigm.my.salesforce.com/sfc/p/700000009DAw/a/4u0000019iCz/C3rvxk.J5Bilpq.9cbN29MqIr.IH7d71yB.EtWQFhvU" target="_blank">PRD009-3159011B</a> | <a href="https://fluidigm.my.salesforce.com/sfc/p/700000009DAw/a/4u000001870w/XU6eX2YZtdejnAfGRls.mPHhJTPvhOp30R18ZV_Asw4" target="_blank">MSDS-3000000X</a> | various | Maxpar
CyTOF (Cytometry) | 3159012B | Anti-Mouse TCR γ/δ | GL3 | 159Tb | Mouse | 100 Tests | <a href="https://fluidigm.my.salesforce.com/sfc/p/700000009DAw/a/4u0000019iD4/0afps5z0xV9KsRrKO7usRROIo5JQADylrYXxB54pQ2s" target="_blank">PRD009-3159012B</a> | <a href="https://fluidigm.my.salesforce.com/sfc/p/700000009DAw/a/4u000001870w/XU6eX2YZtdejnAfGRls.mPHhJTPvhOp30R18ZV_Asw4" target="_blank">MSDS-3000000X</a> | various | Maxpar
CyTOF (Cytometry) | 3159012C | Anti-Mouse TCR γ/δ | GL3 | 159Tb | Mouse | 25 Tests | <a href="https://fluidigm.my.salesforce.com/sfc/p/700000009DAw/a/4u0000019iD4/0afps5z0xV9KsRrKO7usRROIo5JQADylrYXxB54pQ2s" target="_blank">PRD009-3159012B</a> | <a href="https://fluidigm.my.salesforce.com/sfc/p/700000009DAw/a/4u000001870w/XU6eX2YZtdejnAfGRls.mPHhJTPvhOp30R18ZV_Asw4" target="_blank">MSDS-3000000X</a> | various | Maxpar
CyTOF (Cytometry) | 3159015B | Anti-Human/Mouse CD45R/B220 | RA3-6B2 | 159Tb | Human, Mouse, Cat | 100 Tests | <a href="https://fluidigm.my.salesforce.com/sfc/p/700000009DAw/a/4u0000019iD5/tS1.OUX__47nfE_Dc0krYiO66rIsQyUrn2t6XJn9bqk" target="_blank">PRD009-3159015B</a> | <a href="https://fluidigm.my.salesforce.com/sfc/p/700000009DAw/a/4u000001870w/XU6eX2YZtdejnAfGRls.mPHhJTPvhOp30R18ZV_Asw4" target="_blank">MSDS-3000000X</a> | various | Maxpar
CyTOF (Cytometry) | 3159015C | Anti-Human/Mouse CD45R/B220 | RA3-6B2 | 159Tb | Human, Mouse, Cat | 25 Tests | <a href="https://fluidigm.my.salesforce.com/sfc/p/700000009DAw/a/4u0000019iD5/tS1.OUX__47nfE_Dc0krYiO66rIsQyUrn2t6XJn9bqk" target="_blank">PRD009-3159015B</a> | <a href="https://fluidigm.my.salesforce.com/sfc/p/700000009DAw/a/4u000001870w/XU6eX2YZtdejnAfGRls.mPHhJTPvhOp30R18ZV_Asw4" target="_blank">MSDS-3000000X</a> | various | Maxpar
CyTOF (Cytometry) | 3159016B | Anti-Mouse CD244.2 | m2B4(B6)458.1 | 159Tb | Mouse | 100 Tests | <a href="https://fluidigm.my.salesforce.com/sfc/p/700000009DAw/a/4u0000019iD6/SIRDHrvAt5FnHCHBQYjuCkyfQ4yBhRaS004YDtF9uBU" target="_blank">PRD009-3159016B</a> | <a href="https://fluidigm.my.salesforce.com/sfc/p/700000009DAw/a/4u000001870w/XU6eX2YZtdejnAfGRls.mPHhJTPvhOp30R18ZV_Asw4" target="_blank">MSDS-3000000X</a> | various | Maxpar
CyTOF (Cytometry) | 3159016C | Anti-Mouse CD244.2 | m2B4(B6)458.1 | 159Tb | Mouse | 25 Tests | <a href="https://fluidigm.my.salesforce.com/sfc/p/700000009DAw/a/4u0000019iD6/SIRDHrvAt5FnHCHBQYjuCkyfQ4yBhRaS004YDtF9uBU" target="_blank">PRD009-3159016B</a> | <a href="https://fluidigm.my.salesforce.com/sfc/p/700000009DAw/a/4u000001870w/XU6eX2YZtdejnAfGRls.mPHhJTPvhOp30R18ZV_Asw4" target="_blank">MSDS-3000000X</a> | various | Maxpar
CyTOF (Cytometry) | 3159019B | Anti-Mouse RORγt | B2D | 159Tb | Mouse, Human | 100 Tests | <a href="https://fluidigm.my.salesforce.com/sfc/p/700000009DAw/a/4u0000019iD9/PnWJk7yM3QYrsiXgLQk8p_F6BNkW80Ch3FD_OkeDpwQ" target="_blank">PRD009-3159019B</a> | <a href="https://fluidigm.my.salesforce.com/sfc/p/700000009DAw/a/4u000001870w/XU6eX2YZtdejnAfGRls.mPHhJTPvhOp30R18ZV_Asw4" target="_blank">MSDS-3000000X</a> | various | Maxpar
CyTOF (Cytometry) | 3159019C | Anti-Mouse RORγt | B2D | 159Tb | Mouse, Human | 25 Tests | <a href="https://fluidigm.my.salesforce.com/sfc/p/700000009DAw/a/4u0000019iD9/PnWJk7yM3QYrsiXgLQk8p_F6BNkW80Ch3FD_OkeDpwQ" target="_blank">PRD009-3159019B</a> | <a href="https://fluidigm.my.salesforce.com/sfc/p/700000009DAw/a/4u000001870w/XU6eX2YZtdejnAfGRls.mPHhJTPvhOp30R18ZV_Asw4" target="_blank">MSDS-3000000X</a> | various | Maxpar
CyTOF (Cytometry) | 3159022B | Anti-Human CD98 | UM7F8 | 159Tb | Human | 100 Tests | <a href="https://fluidigm.my.salesforce.com/sfc/p/700000009DAw/a/4u0000019iDJ/rtnxQo357sQi4ZU9DhDWkpnAw0qzqAw9K3uQUokPXkM" target="_blank">PRD009-3159022B</a> | <a href="https://fluidigm.my.salesforce.com/sfc/p/700000009DAw/a/4u000001870w/XU6eX2YZtdejnAfGRls.mPHhJTPvhOp30R18ZV_Asw4" target="_blank">MSDS-3000000X</a> | various | Maxpar
CyTOF (Cytometry) | 3159022C | Anti-Human CD98 | UM7F8 | 159Tb | Human | 25 Tests | <a href="https://fluidigm.my.salesforce.com/sfc/p/700000009DAw/a/4u0000019iDJ/rtnxQo357sQi4ZU9DhDWkpnAw0qzqAw9K3uQUokPXkM" target="_blank">PRD009-3159022B</a> | <a href="https://fluidigm.my.salesforce.com/sfc/p/700000009DAw/a/4u000001870w/XU6eX2YZtdejnAfGRls.mPHhJTPvhOp30R18ZV_Asw4" target="_blank">MSDS-3000000X</a> | various | Maxpar
CyTOF (Cytometry) | 3159023B | Anti-Mouse CD279/PD-1 | J43 | 159Tb | Mouse | 100 Tests | <a href="https://fluidigm.my.salesforce.com/sfc/p/700000009DAw/a/4u0000019iDO/QNPbsPYQMvFFg2ASfh27R74ki5e5HXLvWzmKG8WqTbU" target="_blank">PRD009-3159023B</a> | <a href="https://fluidigm.my.salesforce.com/sfc/p/700000009DAw/a/4u000001870w/XU6eX2YZtdejnAfGRls.mPHhJTPvhOp30R18ZV_Asw4" target="_blank">MSDS-3000000X</a> | various | Maxpar
CyTOF (Cytometry) | 3159023C | Anti-Mouse CD279/PD-1 | J43 | 159Tb | Mouse | 25 Tests | <a href="https://fluidigm.my.salesforce.com/sfc/p/700000009DAw/a/4u0000019iDO/QNPbsPYQMvFFg2ASfh27R74ki5e5HXLvWzmKG8WqTbU" target="_blank">PRD009-3159023B</a> | <a href="https://fluidigm.my.salesforce.com/sfc/p/700000009DAw/a/4u000001870w/XU6eX2YZtdejnAfGRls.mPHhJTPvhOp30R18ZV_Asw4" target="_blank">MSDS-3000000X</a> | various | Maxpar
CyTOF (Cytometry) | 3159024B | Anti-Mouse CD279/PD-1 | 29F.1A12 | 159Tb | Mouse | 100 Tests | <a href="https://fluidigm.my.salesforce.com/sfc/p/700000009DAw/a/4u0000019iDT/oexIgSAFPE8HZXSvtqM6NxivDmfQrPYdggGv.wK.eAM" target="_blank">PRD009-3159024B</a> | <a href="https://fluidigm.my.salesforce.com/sfc/p/700000009DAw/a/4u000001870w/XU6eX2YZtdejnAfGRls.mPHhJTPvhOp30R18ZV_Asw4" target="_blank">MSDS-3000000X</a> | various | Maxpar
CyTOF (Cytometry) | 3159024C | Anti-Mouse CD279/PD-1 | 29F.1A12 | 159Tb | Mouse | 25 Tests | <a href="https://fluidigm.my.salesforce.com/sfc/p/700000009DAw/a/4u0000019iDT/oexIgSAFPE8HZXSvtqM6NxivDmfQrPYdggGv.wK.eAM" target="_blank">PRD009-3159024B</a> | <a href="https://fluidigm.my.salesforce.com/sfc/p/700000009DAw/a/4u000001870w/XU6eX2YZtdejnAfGRls.mPHhJTPvhOp30R18ZV_Asw4" target="_blank">MSDS-3000000X</a> | various | Maxpar
CyTOF (Cytometry) | 3159026A | Anti-Human p21 Waf1/Cip1 | 12D1 | 159Tb | Human, monkey | 50 Tests | <a href="https://fluidigm.my.salesforce.com/sfc/p/700000009DAw/a/4u0000019iDP/ee.tv0UoasSebF15s.qDgKU6SvEjfKASoR10BnLbHcU" target="_blank">PRD009-3159026A</a> | <a href="https://fluidigm.my.salesforce.com/sfc/p/700000009DAw/a/4u000001870w/XU6eX2YZtdejnAfGRls.mPHhJTPvhOp30R18ZV_Asw4" target="_blank">MSDS-3000000X</a> | various | Maxpar
CyTOF (Cytometry) | 3159026C | Anti-Human p21 Waf1/Cip1 | 12D1 | 159Tb | Human, monkey | 25 Tests | <a href="https://fluidigm.my.salesforce.com/sfc/p/700000009DAw/a/4u0000019iDP/ee.tv0UoasSebF15s.qDgKU6SvEjfKASoR10BnLbHcU" target="_blank">PRD009-3159026B</a> | <a href="https://fluidigm.my.salesforce.com/sfc/p/700000009DAw/a/4u000001870w/XU6eX2YZtdejnAfGRls.mPHhJTPvhOp30R18ZV_Asw4" target="_blank">MSDS-3000000X</a> | various | Maxpar
CyTOF (Cytometry) | 3159029B | Anti-Human CD274/PD-L1 | 29E.2A3 | 159Tb | Human, African Green, Cynomolgus Macaque, Rhesus Macaque, Baboon | 100 Tests | <a href="https://fluidigm.my.salesforce.com/sfc/p/700000009DAw/a/4u0000019iDF/NCzSPuz.JQKGxplNzznryuZVza6TvGcoeR7FEbQ7SlI" target="_blank">PRD009-3159029B</a> | <a href="https://fluidigm.my.salesforce.com/sfc/p/700000009DAw/a/4u000001870w/XU6eX2YZtdejnAfGRls.mPHhJTPvhOp30R18ZV_Asw4" target="_blank">MSDS-3000000X</a> | various | Maxpar
CyTOF (Cytometry) | 3159029C | Anti-Human CD274/PD-L1 | 29E.2A3 | 159Tb | Human, African Green, Cynomolgus Macaque, Rhesus Macaque, Baboon | 25 Tests | <a href="https://fluidigm.my.salesforce.com/sfc/p/700000009DAw/a/4u0000019iDF/NCzSPuz.JQKGxplNzznryuZVza6TvGcoeR7FEbQ7SlI" target="_blank">PRD009-3159029B</a> | <a href="https://fluidigm.my.salesforce.com/sfc/p/700000009DAw/a/4u000001870w/XU6eX2YZtdejnAfGRls.mPHhJTPvhOp30R18ZV_Asw4" target="_blank">MSDS-3000000X</a> | various | Maxpar
CyTOF (Cytometry) | 3159030B | Anti-Mouse CD184/CXCR4 | L276F12 | 159Tb | Mouse | 100 Tests | <a href="https://fluidigm.my.salesforce.com/sfc/p/700000009DAw/a/4u0000019icj/rx_Y.JiRQMNzq6XBF.E2sk0OkKKaFY6jb2uXDdwZzfY" target="_blank">PRD009-3159030B</a> | <a href="https://fluidigm.my.salesforce.com/sfc/p/700000009DAw/a/4u000001870w/XU6eX2YZtdejnAfGRls.mPHhJTPvhOp30R18ZV_Asw4" target="_blank">MSDS-3000000X</a> | various | Maxpar
CyTOF (Cytometry) | 3159030C | Anti-Mouse CD184/CXCR4 | L276F12 | 159Tb | Mouse | 25 Tests | <a href="https://fluidigm.my.salesforce.com/sfc/p/700000009DAw/a/4u0000019icj/rx_Y.JiRQMNzq6XBF.E2sk0OkKKaFY6jb2uXDdwZzfY" target="_blank">PRD009-3159030B</a> | <a href="https://fluidigm.my.salesforce.com/sfc/p/700000009DAw/a/4u000001870w/XU6eX2YZtdejnAfGRls.mPHhJTPvhOp30R18ZV_Asw4" target="_blank">MSDS-3000000X</a> | various | Maxpar
CyTOF (Cytometry) | 3159037B | Anti-Human CD366/Tim-3 | F38-2E2 | 159Tb | Human | 100 Tests | <a href="https://fluidigm.my.salesforce.com/sfc/p/700000009DAw/a/4u000000MzUl/MjtKUKmbaPxlKA7esFV1RpTfIb6DmHlYMlgGl7wUB2k" target="_blank">PRD009-3159037B</a> | <a href="https://fluidigm.my.salesforce.com/sfc/p/700000009DAw/a/4u000001870w/XU6eX2YZtdejnAfGRls.mPHhJTPvhOp30R18ZV_Asw4" target="_blank">MSDS-3000000X</a> | various | Maxpar
CyTOF (Cytometry) | 3159037C | Anti-Human CD366/Tim-3 | F38-2E2 | 159Tb | Human | 25 Tests | <a href="https://fluidigm.my.salesforce.com/sfc/p/700000009DAw/a/4u000000MzUl/MjtKUKmbaPxlKA7esFV1RpTfIb6DmHlYMlgGl7wUB2k" target="_blank">PRD009-3159037B</a> | <a href="https://fluidigm.my.salesforce.com/sfc/p/700000009DAw/a/4u000001870w/XU6eX2YZtdejnAfGRls.mPHhJTPvhOp30R18ZV_Asw4" target="_blank">MSDS-3000000X</a> | various | Maxpar
CyTOF (Cytometry) | 3159038B | Anti-Human TIGIT | MBSA43 | 159Tb | Human | 100 Tests | <a href="https://fluidigm.my.salesforce.com/sfc/p/700000009DAw/a/4u000000Mz1e/sULMGGFfLvip.I21WFu_XVoqTJUDuj8_jE.9KQCgF8s" target="_blank">PRD009-3159038B</a> | <a href="https://fluidigm.my.salesforce.com/sfc/p/700000009DAw/a/4u000001870w/XU6eX2YZtdejnAfGRls.mPHhJTPvhOp30R18ZV_Asw4" target="_blank">MSDS-3000000X</a> | various | Maxpar
CyTOF (Cytometry) | 3159038C | Anti-Human TIGIT | MBSA43 | 159Tb | Human | 25 Tests | <a href="https://fluidigm.my.salesforce.com/sfc/p/700000009DAw/a/4u000000Mz1e/sULMGGFfLvip.I21WFu_XVoqTJUDuj8_jE.9KQCgF8s" target="_blank">PRD009-3159038B</a> | <a href="https://fluidigm.my.salesforce.com/sfc/p/700000009DAw/a/4u000001870w/XU6eX2YZtdejnAfGRls.mPHhJTPvhOp30R18ZV_Asw4" target="_blank">MSDS-3000000X</a> | various | Maxpar
CyTOF (Cytometry) | 3159039A | Anti-Human FoxP3 | PCH101 | 159Tb | Human, Chimpanzee, Cynomolgus Macaque, Non-Human Primate, Rhesus Macaque | 50 Tests | <a href="https://fluidigm.my.salesforce.com/sfc/p/700000009DAw/a/4u000000MyzE/nxeuY8nvwUwwcqBHzLmil08iXhSJdGkcu0hmbGLo0Wg" target="_blank">PRD009-3159039A</a> | <a href="https://fluidigm.my.salesforce.com/sfc/p/700000009DAw/a/4u000001870w/XU6eX2YZtdejnAfGRls.mPHhJTPvhOp30R18ZV_Asw4" target="_blank">MSDS-3000000X</a> | various | Maxpar
CyTOF (Cytometry) | 3159039C | Anti-Human FoxP3 | PCH101 | 159Tb | Human, Chimpanzee, Cynomolgus Macaque, Non-Human Primate, Rhesus Macaque | 25 Tests | <a href="https://fluidigm.my.salesforce.com/sfc/p/700000009DAw/a/4u000000MyzE/nxeuY8nvwUwwcqBHzLmil08iXhSJdGkcu0hmbGLo0Wg" target="_blank">PRD009-3159039B</a> | <a href="https://fluidigm.my.salesforce.com/sfc/p/700000009DAw/a/4u000001870w/XU6eX2YZtdejnAfGRls.mPHhJTPvhOp30R18ZV_Asw4" target="_blank">MSDS-3000000X</a> | various | Maxpar
CyTOF (Cytometry) | 3160001B | Anti-Human CD14 | M5E2 | 160Gd | Human, Cynomolgus Macaque, Rhesus Macaque, African Green Monkey, Capuchin Monkey, Cow, Chimpanzee, Common Marmoset, Cotton-Topped Tamarin, Dog, Pigtailed Macaque, Squirrel Monkey | 100 Tests | <a href="https://fluidigm.my.salesforce.com/sfc/p/700000009DAw/a/4u0000019iCv/H6EeKQYR.tN2.Kuerm5k0gmvKRwS_KUg0Xhlpg8zo7k" target="_blank">PRD009-3160001B</a> | <a href="https://fluidigm.my.salesforce.com/sfc/p/700000009DAw/a/4u000001870w/XU6eX2YZtdejnAfGRls.mPHhJTPvhOp30R18ZV_Asw4" target="_blank">MSDS-3000000X</a> | various | Maxpar
CyTOF (Cytometry) | 3160001C | Anti-Human CD14 | M5E2 | 160Gd | Human, Cynomolgus Macaque, Rhesus Macaque, African Green Monkey, Capuchin Monkey, Cow, Chimpanzee, Common Marmoset, Cotton-Topped Tamarin, Dog, Pigtailed Macaque, Squirrel Monkey | 25 Tests | <a href="https://fluidigm.my.salesforce.com/sfc/p/700000009DAw/a/4u0000019iCv/H6EeKQYR.tN2.Kuerm5k0gmvKRwS_KUg0Xhlpg8zo7k" target="_blank">PRD009-3160001B</a> | <a href="https://fluidigm.my.salesforce.com/sfc/p/700000009DAw/a/4u000001870w/XU6eX2YZtdejnAfGRls.mPHhJTPvhOp30R18ZV_Asw4" target="_blank">MSDS-3000000X</a> | various | Maxpar
CyTOF (Cytometry) | 3160002B | Anti-Mouse CD5 | 53-7.3 | 160Gd | Mouse | 100 Tests | <a href="https://fluidigm.my.salesforce.com/sfc/p/700000009DAw/a/4u0000019iDY/HzbVqtPcnfh5WXXlkMdH7s665qgb948oQi8ct3U0cIM" target="_blank">PRD009-3160002B</a> | <a href="https://fluidigm.my.salesforce.com/sfc/p/700000009DAw/a/4u000001870w/XU6eX2YZtdejnAfGRls.mPHhJTPvhOp30R18ZV_Asw4" target="_blank">MSDS-3000000X</a> | various | Maxpar
CyTOF (Cytometry) | 3160002C | Anti-Mouse CD5 | 53-7.3 | 160Gd | Mouse | 25 Tests | <a href="https://fluidigm.my.salesforce.com/sfc/p/700000009DAw/a/4u0000019iDY/HzbVqtPcnfh5WXXlkMdH7s665qgb948oQi8ct3U0cIM" target="_blank">PRD009-3160002B</a> | <a href="https://fluidigm.my.salesforce.com/sfc/p/700000009DAw/a/4u000001870w/XU6eX2YZtdejnAfGRls.mPHhJTPvhOp30R18ZV_Asw4" target="_blank">MSDS-3000000X</a> | various | Maxpar
CyTOF (Cytometry) | 3160003B | Anti-Human CD28 | CD28.2 | 160Gd | Human, Cynomolgus Macaque, Rhesus Macaque, Baboon, Capuchin Monkey, Chimpanzee, Pigtailed Macaque, Sooty Mangabey, Squirrel Monkey | 100 Tests | <a href="https://fluidigm.my.salesforce.com/sfc/p/700000009DAw/a/4u0000019iDU/KCUxkG1IRl_IiwZt4fAPKbVOoIZAbC8ARh645oWInDA" target="_blank">PRD009-3160003B</a> | <a href="https://fluidigm.my.salesforce.com/sfc/p/700000009DAw/a/4u000001870w/XU6eX2YZtdejnAfGRls.mPHhJTPvhOp30R18ZV_Asw4" target="_blank">MSDS-3000000X</a> | various | Maxpar
CyTOF (Cytometry) | 3160003C | Anti-Human CD28 | CD28.2 | 160Gd | Human, Cynomolgus Macaque, Rhesus Macaque, Baboon, Capuchin Monkey, Chimpanzee, Pigtailed Macaque, Sooty Mangabey, Squirrel Monkey | 25 Tests | <a href="https://fluidigm.my.salesforce.com/sfc/p/700000009DAw/a/4u0000019iDU/KCUxkG1IRl_IiwZt4fAPKbVOoIZAbC8ARh645oWInDA" target="_blank">PRD009-3160003B</a> | <a href="https://fluidigm.my.salesforce.com/sfc/p/700000009DAw/a/4u000001870w/XU6eX2YZtdejnAfGRls.mPHhJTPvhOp30R18ZV_Asw4" target="_blank">MSDS-3000000X</a> | various | Maxpar
CyTOF (Cytometry) | 3160004B | Anti-Human CD39 | A1 | 160Gd | Human, Rhesus Macaque, Cynomolgus Macaque | 100 Tests | <a href="https://fluidigm.my.salesforce.com/sfc/p/700000009DAw/a/4u0000019iDV/wG3XZ2_2saXwBhRncuTCeZBxtEE_EluqB2.R7v26pnM" target="_blank">PRD009-3160004B</a> | <a href="https://fluidigm.my.salesforce.com/sfc/p/700000009DAw/a/4u000001870w/XU6eX2YZtdejnAfGRls.mPHhJTPvhOp30R18ZV_Asw4" target="_blank">MSDS-3000000X</a> | various | Maxpar
CyTOF (Cytometry) | 3160004C | Anti-Human CD39 | A1 | 160Gd | Human, Rhesus Macaque, Cynomolgus Macaque | 25 Tests | <a href="https://fluidigm.my.salesforce.com/sfc/p/700000009DAw/a/4u0000019iDV/wG3XZ2_2saXwBhRncuTCeZBxtEE_EluqB2.R7v26pnM" target="_blank">PRD009-3160004B</a> | <a href="https://fluidigm.my.salesforce.com/sfc/p/700000009DAw/a/4u000001870w/XU6eX2YZtdejnAfGRls.mPHhJTPvhOp30R18ZV_Asw4" target="_blank">MSDS-3000000X</a> | various | Maxpar
CyTOF (Cytometry) | 3160005B | Anti-Human IgGκ | MHK-49 | 160Gd | Human, Cynomolgus | 100 Tests | <a href="https://fluidigm.my.salesforce.com/sfc/p/700000009DAw/a/4u0000019iD8/KS_Y0ge4uzJv0iYKIyIgOJyNZrkS601nTM6VvLxrWXU" target="_blank">PRD009-3160005B</a> | <a href="https://fluidigm.my.salesforce.com/sfc/p/700000009DAw/a/4u000001870w/XU6eX2YZtdejnAfGRls.mPHhJTPvhOp30R18ZV_Asw4" target="_blank">MSDS-3000000X</a> | various | Maxpar
CyTOF (Cytometry) | 3160005C | Anti-Human IgGκ | MHK-49 | 160Gd | Human, Cynomolgus | 25 Tests | <a href="https://fluidigm.my.salesforce.com/sfc/p/700000009DAw/a/4u0000019iD8/KS_Y0ge4uzJv0iYKIyIgOJyNZrkS601nTM6VvLxrWXU" target="_blank">PRD009-3160005B</a> | <a href="https://fluidigm.my.salesforce.com/sfc/p/700000009DAw/a/4u000001870w/XU6eX2YZtdejnAfGRls.mPHhJTPvhOp30R18ZV_Asw4" target="_blank">MSDS-3000000X</a> | various | Maxpar
CyTOF (Cytometry) | 3160007A | Anti-Human PDGFRα | D13C6 | 160Gd | Human | 50 Tests | <a href="https://fluidigm.my.salesforce.com/sfc/p/700000009DAw/a/4u0000019iDd/Xao4kq88FON64bFdQZiMZhqA6PoIHjIuxNAxHId93wE" target="_blank">PRD009-3160007A</a> | <a href="https://fluidigm.my.salesforce.com/sfc/p/700000009DAw/a/4u000001870w/XU6eX2YZtdejnAfGRls.mPHhJTPvhOp30R18ZV_Asw4" target="_blank">MSDS-3000000X</a> | various | Maxpar
CyTOF (Cytometry) | 3160007C | Anti-Human PDGFRα | D13C6 | 160Gd | Human | 25 Tests | <a href="https://fluidigm.my.salesforce.com/sfc/p/700000009DAw/a/4u0000019iDd/Xao4kq88FON64bFdQZiMZhqA6PoIHjIuxNAxHId93wE" target="_blank">PRD009-3160007B</a> | <a href="https://fluidigm.my.salesforce.com/sfc/p/700000009DAw/a/4u000001870w/XU6eX2YZtdejnAfGRls.mPHhJTPvhOp30R18ZV_Asw4" target="_blank">MSDS-3000000X</a> | various | Maxpar
CyTOF (Cytometry) | 3160008B | Anti-Mouse CD62L | MEL-14 | 160Gd | Mouse | 100 Tests | <a href="https://fluidigm.my.salesforce.com/sfc/p/700000009DAw/a/4u0000019iAs/xVFco3vSRBud0YbmM14VSBppHHuWVFN_x40cChmjpRc" target="_blank">PRD009-3160008B</a> | <a href="https://fluidigm.my.salesforce.com/sfc/p/700000009DAw/a/4u000001870w/XU6eX2YZtdejnAfGRls.mPHhJTPvhOp30R18ZV_Asw4" target="_blank">MSDS-3000000X</a> | various | Maxpar
CyTOF (Cytometry) | 3160008C | Anti-Mouse CD62L | MEL-14 | 160Gd | Mouse | 25 Tests | <a href="https://fluidigm.my.salesforce.com/sfc/p/700000009DAw/a/4u0000019iAs/xVFco3vSRBud0YbmM14VSBppHHuWVFN_x40cChmjpRc" target="_blank">PRD009-3160008B</a> | <a href="https://fluidigm.my.salesforce.com/sfc/p/700000009DAw/a/4u000001870w/XU6eX2YZtdejnAfGRls.mPHhJTPvhOp30R18ZV_Asw4" target="_blank">MSDS-3000000X</a> | various | Maxpar
CyTOF (Cytometry) | 3160011B | Anti-FITC | FIT-22 | 160Gd | Human, Mouse | 100 Tests | <a href="https://fluidigm.my.salesforce.com/sfc/p/700000009DAw/a/4u0000019iZp/1tX.uko.bKUHZ8db7gneYi8h.3sRm6Mw3p3gk5hfixU" target="_blank">PRD009-3160011B</a> | <a href="https://fluidigm.my.salesforce.com/sfc/p/700000009DAw/a/4u000001870w/XU6eX2YZtdejnAfGRls.mPHhJTPvhOp30R18ZV_Asw4" target="_blank">MSDS-3000000X</a> | various | Maxpar
CyTOF (Cytometry) | 3160011C | Anti-FITC | FIT-22 | 160Gd | Human, Mouse | 25 Tests | <a href="https://fluidigm.my.salesforce.com/sfc/p/700000009DAw/a/4u0000019iZp/1tX.uko.bKUHZ8db7gneYi8h.3sRm6Mw3p3gk5hfixU" target="_blank">PRD009-3160011B</a> | <a href="https://fluidigm.my.salesforce.com/sfc/p/700000009DAw/a/4u000001870w/XU6eX2YZtdejnAfGRls.mPHhJTPvhOp30R18ZV_Asw4" target="_blank">MSDS-3000000X</a> | various | Maxpar
CyTOF (Cytometry) | 3160012B | Anti-Mouse CD45R/B220 | RA3-6B2 | 160Gd | Human, Mouse, Cat | 100 Tests | <a href="https://fluidigm.my.salesforce.com/sfc/p/700000009DAw/a/4u0000019iDi/UVsNruqY5DIFYkTXpKZNbCtm1RsCZmh0oFBx8m7xHrA" target="_blank">PRD009-3160012B</a> | <a href="https://fluidigm.my.salesforce.com/sfc/p/700000009DAw/a/4u000001870w/XU6eX2YZtdejnAfGRls.mPHhJTPvhOp30R18ZV_Asw4" target="_blank">MSDS-3000000X</a> | various | Maxpar
CyTOF (Cytometry) | 3160012C | Anti-Mouse CD45R/B220 | RA3-6B2 | 160Gd | Human, Mouse, Cat | 25 Tests | <a href="https://fluidigm.my.salesforce.com/sfc/p/700000009DAw/a/4u0000019iDi/UVsNruqY5DIFYkTXpKZNbCtm1RsCZmh0oFBx8m7xHrA" target="_blank">PRD009-3160012B</a> | <a href="https://fluidigm.my.salesforce.com/sfc/p/700000009DAw/a/4u000001870w/XU6eX2YZtdejnAfGRls.mPHhJTPvhOp30R18ZV_Asw4" target="_blank">MSDS-3000000X</a> | various | Maxpar
CyTOF (Cytometry) | 3160013B | Anti-Human MIP1β | D21-1351 | 160Gd | Human | 100 Tests | <a href="https://fluidigm.my.salesforce.com/sfc/p/700000009DAw/a/4u0000019iDn/nG6onVPxIxBNWByJWg7S9zcPruw9bd2PO5ps6iHepn0" target="_blank">PRD009-3160013B</a> | <a href="https://fluidigm.my.salesforce.com/sfc/p/700000009DAw/a/4u000001870w/XU6eX2YZtdejnAfGRls.mPHhJTPvhOp30R18ZV_Asw4" target="_blank">MSDS-3000000X</a> | various | Maxpar
CyTOF (Cytometry) | 3160013C | Anti-Human MIP1β | D21-1351 | 160Gd | Human | 25 Tests | <a href="https://fluidigm.my.salesforce.com/sfc/p/700000009DAw/a/4u0000019iDn/nG6onVPxIxBNWByJWg7S9zcPruw9bd2PO5ps6iHepn0" target="_blank">PRD009-3160013B</a> | <a href="https://fluidigm.my.salesforce.com/sfc/p/700000009DAw/a/4u000001870w/XU6eX2YZtdejnAfGRls.mPHhJTPvhOp30R18ZV_Asw4" target="_blank">MSDS-3000000X</a> | various | Maxpar
CyTOF (Cytometry) | 3160014B | Anti-Human CD13 | WM15 | 160Gd | Human, Baboon, Chimpanzee, Cotton-topped Tamarin | 100 Tests | <a href="https://fluidigm.my.salesforce.com/sfc/p/700000009DAw/a/4u0000019iDj/o0lpaXhxylNYtb_upWmehd.Ndr0r8MlBw03zDYjqdak" target="_blank">PRD009-3160014B</a> | <a href="https://fluidigm.my.salesforce.com/sfc/p/700000009DAw/a/4u000001870w/XU6eX2YZtdejnAfGRls.mPHhJTPvhOp30R18ZV_Asw4" target="_blank">MSDS-3000000X</a> | various | Maxpar
CyTOF (Cytometry) | 3160014C | Anti-Human CD13 | WM15 | 160Gd | Human, Baboon, Chimpanzee, Cotton-topped Tamarin | 25 Tests | <a href="https://fluidigm.my.salesforce.com/sfc/p/700000009DAw/a/4u0000019iDj/o0lpaXhxylNYtb_upWmehd.Ndr0r8MlBw03zDYjqdak" target="_blank">PRD009-3160014B</a> | <a href="https://fluidigm.my.salesforce.com/sfc/p/700000009DAw/a/4u000001870w/XU6eX2YZtdejnAfGRls.mPHhJTPvhOp30R18ZV_Asw4" target="_blank">MSDS-3000000X</a> | various | Maxpar
CyTOF (Cytometry) | 3160015B | Anti-Human CD49e | NKI-SAM-1 | 160Gd | Human, African Green, Baboon, Cynomolgus, Rhesus | 100 Tests | <a href="https://fluidigm.my.salesforce.com/sfc/p/700000009DAw/a/4u0000019iDs/nv8Fi1ZaQuk4cOhExJkmtYEJJKqSP56TkRp9taJ.DNY" target="_blank">PRD009-3160015B</a> | <a href="https://fluidigm.my.salesforce.com/sfc/p/700000009DAw/a/4u000001870w/XU6eX2YZtdejnAfGRls.mPHhJTPvhOp30R18ZV_Asw4" target="_blank">MSDS-3000000X</a> | various | Maxpar
CyTOF (Cytometry) | 3160015C | Anti-Human CD49e | NKI-SAM-1 | 160Gd | Human, African Green, Baboon, Cynomolgus, Rhesus | 25 Tests | <a href="https://fluidigm.my.salesforce.com/sfc/p/700000009DAw/a/4u0000019iDs/nv8Fi1ZaQuk4cOhExJkmtYEJJKqSP56TkRp9taJ.DNY" target="_blank">PRD009-3160015B</a> | <a href="https://fluidigm.my.salesforce.com/sfc/p/700000009DAw/a/4u000001870w/XU6eX2YZtdejnAfGRls.mPHhJTPvhOp30R18ZV_Asw4" target="_blank">MSDS-3000000X</a> | various | Maxpar
CyTOF (Cytometry) | 3160016B | Anti-Human CD186/CXCR6 | K041E5 | 160Gd | Human | 100 Tests | <a href="https://fluidigm.my.salesforce.com/sfc/p/700000009DAw/a/4u0000019iDt/dAYi9qrO2bmED63ThnvPVyx32G1uJaeqd9nn1HGJXNU" target="_blank">PRD009-3160016B</a> | <a href="https://fluidigm.my.salesforce.com/sfc/p/700000009DAw/a/4u000001870w/XU6eX2YZtdejnAfGRls.mPHhJTPvhOp30R18ZV_Asw4" target="_blank">MSDS-3000000X</a> | various | Maxpar
CyTOF (Cytometry) | 3160016C | Anti-Human CD186/CXCR6 | K041E5 | 160Gd | Human | 25 Tests | <a href="https://fluidigm.my.salesforce.com/sfc/p/700000009DAw/a/4u0000019iDt/dAYi9qrO2bmED63ThnvPVyx32G1uJaeqd9nn1HGJXNU" target="_blank">PRD009-3160016B</a> | <a href="https://fluidigm.my.salesforce.com/sfc/p/700000009DAw/a/4u000001870w/XU6eX2YZtdejnAfGRls.mPHhJTPvhOp30R18ZV_Asw4" target="_blank">MSDS-3000000X</a> | various | Maxpar
CyTOF (Cytometry) | 3160017B | Anti-Human CD130 | 2E1B02 | 160Gd | Human | 100 Tests | <a href="https://fluidigm.my.salesforce.com/sfc/p/700000009DAw/a/4u0000019iDx/yu20jvdR.YgaoR.eqvWuC06uNNocr3EU.akFutEORXk" target="_blank">PRD009-3160017B</a> | <a href="https://fluidigm.my.salesforce.com/sfc/p/700000009DAw/a/4u000001870w/XU6eX2YZtdejnAfGRls.mPHhJTPvhOp30R18ZV_Asw4" target="_blank">MSDS-3000000X</a> | various | Maxpar
CyTOF (Cytometry) | 3160017C | Anti-Human CD130 | 2E1B02 | 160Gd | Human | 25 Tests | <a href="https://fluidigm.my.salesforce.com/sfc/p/700000009DAw/a/4u0000019iDx/yu20jvdR.YgaoR.eqvWuC06uNNocr3EU.akFutEORXk" target="_blank">PRD009-3160017B</a> | <a href="https://fluidigm.my.salesforce.com/sfc/p/700000009DAw/a/4u000001870w/XU6eX2YZtdejnAfGRls.mPHhJTPvhOp30R18ZV_Asw4" target="_blank">MSDS-3000000X</a> | various | Maxpar
CyTOF (Cytometry) | 3160020B | Anti-Human CD23 | EBVCS-5 | 160Gd | Human | 100 Tests | <a href="https://fluidigm.my.salesforce.com/sfc/p/700000009DAw/a/4u0000019iE2/dkN3iIz3jQd.o7S28TyD2lhIAxyrpdhmZWAkJPvPwwI" target="_blank">PRD009-3160020B</a> | <a href="https://fluidigm.my.salesforce.com/sfc/p/700000009DAw/a/4u000001870w/XU6eX2YZtdejnAfGRls.mPHhJTPvhOp30R18ZV_Asw4" target="_blank">MSDS-3000000X</a> | various | Maxpar
CyTOF (Cytometry) | 3160020C | Anti-Human CD23 | EBVCS-5 | 160Gd | Human | 25 Tests | <a href="https://fluidigm.my.salesforce.com/sfc/p/700000009DAw/a/4u0000019iE2/dkN3iIz3jQd.o7S28TyD2lhIAxyrpdhmZWAkJPvPwwI" target="_blank">PRD009-3160020B</a> | <a href="https://fluidigm.my.salesforce.com/sfc/p/700000009DAw/a/4u000001870w/XU6eX2YZtdejnAfGRls.mPHhJTPvhOp30R18ZV_Asw4" target="_blank">MSDS-3000000X</a> | various | Maxpar
CyTOF (Cytometry) | 3160021B | Anti-Mouse I-Ad | 39-10-8 | 160Gd | Human, African Green, Baboon, Cynomolgus, Rhesus | 100 Tests | <a href="https://fluidigm.my.salesforce.com/sfc/p/700000009DAw/a/4u0000019iDy/aDBIndtwjsQ8QReb4MmtaO4m2qF61j21X.dCyUcB3ds" target="_blank">PRD009-3160021B</a> | <a href="https://fluidigm.my.salesforce.com/sfc/p/700000009DAw/a/4u000001870w/XU6eX2YZtdejnAfGRls.mPHhJTPvhOp30R18ZV_Asw4" target="_blank">MSDS-3000000X</a> | various | Maxpar
CyTOF (Cytometry) | 3160021C | Anti-Mouse I-Ad | 39-10-8 | 160Gd | Human, African Green, Baboon, Cynomolgus, Rhesus | 25 Tests | <a href="https://fluidigm.my.salesforce.com/sfc/p/700000009DAw/a/4u0000019iDy/aDBIndtwjsQ8QReb4MmtaO4m2qF61j21X.dCyUcB3ds" target="_blank">PRD009-3160021B</a> | <a href="https://fluidigm.my.salesforce.com/sfc/p/700000009DAw/a/4u000001870w/XU6eX2YZtdejnAfGRls.mPHhJTPvhOp30R18ZV_Asw4" target="_blank">MSDS-3000000X</a> | various | Maxpar
CyTOF (Cytometry) | 3160027B | Anti-Human T-bet/TBX21 | D6N8B | 160Gd | Human | 100 Tests | <a href="https://fluidigm.my.salesforce.com/sfc/p/700000009DAw/a/4u0000010pxE/Ndr7UEtk_5.ulKTNUFsOaJqqI5s22D3mUayGcWQfALI" target="_blank">PRD009-3160027B</a> | <a href="https://fluidigm.my.salesforce.com/sfc/p/700000009DAw/a/4u000001870w/XU6eX2YZtdejnAfGRls.mPHhJTPvhOp30R18ZV_Asw4" target="_blank">MSDS-3000000X</a> | various | Maxpar
CyTOF (Cytometry) | 3160027C | Anti-Human T-bet/TBX21 | D6N8B | 160Gd | Human | 25 Tests | <a href="https://fluidigm.my.salesforce.com/sfc/p/700000009DAw/a/4u0000010pxE/Ndr7UEtk_5.ulKTNUFsOaJqqI5s22D3mUayGcWQfALI" target="_blank">PRD009-3160027B</a> | <a href="https://fluidigm.my.salesforce.com/sfc/p/700000009DAw/a/4u000001870w/XU6eX2YZtdejnAfGRls.mPHhJTPvhOp30R18ZV_Asw4" target="_blank">MSDS-3000000X</a> | various | Maxpar
CyTOF (Cytometry) | 3161003B | Anti-Human DR3 | JD3 | 161Dy | Human | 100 Tests | <a href="https://fluidigm.my.salesforce.com/sfc/p/700000009DAw/a/4u0000019iEC/PDGxmTfViM2yMzdIzNtA.R8NPWI95S7uFXIaNY3OFSU" target="_blank">PRD009-3161003B</a> | <a href="https://fluidigm.my.salesforce.com/sfc/p/700000009DAw/a/4u000001870w/XU6eX2YZtdejnAfGRls.mPHhJTPvhOp30R18ZV_Asw4" target="_blank">MSDS-3000000X</a> | various | Maxpar
CyTOF (Cytometry) | 3161003C | Anti-Human DR3 | JD3 | 161Dy | Human | 25 Tests | <a href="https://fluidigm.my.salesforce.com/sfc/p/700000009DAw/a/4u0000019iEC/PDGxmTfViM2yMzdIzNtA.R8NPWI95S7uFXIaNY3OFSU" target="_blank">PRD009-3161003B</a> | <a href="https://fluidigm.my.salesforce.com/sfc/p/700000009DAw/a/4u000001870w/XU6eX2YZtdejnAfGRls.mPHhJTPvhOp30R18ZV_Asw4" target="_blank">MSDS-3000000X</a> | various | Maxpar
CyTOF (Cytometry) | 3161004B | Anti-Human CD152/CTLA-4 | 14D3 | 161Dy | Human, Rhesus Macaque | 100 Tests | <a href="https://fluidigm.my.salesforce.com/sfc/p/700000009DAw/a/4u0000019iE3/COJwhFRS23yLKEX49WK6tLDF08.JN5asDde.E6lo9kU" target="_blank">PRD009-3161004B</a> | <a href="https://fluidigm.my.salesforce.com/sfc/p/700000009DAw/a/4u000001870w/XU6eX2YZtdejnAfGRls.mPHhJTPvhOp30R18ZV_Asw4" target="_blank">MSDS-3000000X</a> | various | Maxpar
CyTOF (Cytometry) | 3161004C | Anti-Human CD152/CTLA-4 | 14D3 | 161Dy | Human, Rhesus Macaque | 25 Tests | <a href="https://fluidigm.my.salesforce.com/sfc/p/700000009DAw/a/4u0000019iE3/COJwhFRS23yLKEX49WK6tLDF08.JN5asDde.E6lo9kU" target="_blank">PRD009-3161004B</a> | <a href="https://fluidigm.my.salesforce.com/sfc/p/700000009DAw/a/4u000001870w/XU6eX2YZtdejnAfGRls.mPHhJTPvhOp30R18ZV_Asw4" target="_blank">MSDS-3000000X</a> | various | Maxpar
CyTOF (Cytometry) | 3161005A | Anti-Human Gata6 | D61E4 | 161Dy | Human | 50 Tests | <a href="https://fluidigm.my.salesforce.com/sfc/p/700000009DAw/a/4u0000019iED/s0lt0bmDKjY1IaVA.l8_w8TkOxUl7ICTzy7oUORBr4o" target="_blank">PRD009-3161005A</a> | <a href="https://fluidigm.my.salesforce.com/sfc/p/700000009DAw/a/4u000001870w/XU6eX2YZtdejnAfGRls.mPHhJTPvhOp30R18ZV_Asw4" target="_blank">MSDS-3000000X</a> | various | Maxpar
CyTOF (Cytometry) | 3161005C | Anti-Human Gata6 | D61E4 | 161Dy | Human | 25 Tests | <a href="https://fluidigm.my.salesforce.com/sfc/p/700000009DAw/a/4u0000019iED/s0lt0bmDKjY1IaVA.l8_w8TkOxUl7ICTzy7oUORBr4o" target="_blank">PRD009-3161005B</a> | <a href="https://fluidigm.my.salesforce.com/sfc/p/700000009DAw/a/4u000001870w/XU6eX2YZtdejnAfGRls.mPHhJTPvhOp30R18ZV_Asw4" target="_blank">MSDS-3000000X</a> | various | Maxpar
CyTOF (Cytometry) | 3161006A | Anti-Human pBad [S112] | 40A9 | 161Dy | Human, mouse, rat, monkey | 50 Tests | <a href="https://fluidigm.my.salesforce.com/sfc/p/700000009DAw/a/4u0000019iE4/p_dPTOZFZQRwpb38qXi3JOhRqr78m4eL3Bd1Dn5K6Yg" target="_blank">PRD009-3161006A</a> | <a href="https://fluidigm.my.salesforce.com/sfc/p/700000009DAw/a/4u000001870w/XU6eX2YZtdejnAfGRls.mPHhJTPvhOp30R18ZV_Asw4" target="_blank">MSDS-3000000X</a> | various | Maxpar
CyTOF (Cytometry) | 3161006C | Anti-Human pBad [S112] | 40A9 | 161Dy | Human, mouse, rat, monkey | 25 Tests | <a href="https://fluidigm.my.salesforce.com/sfc/p/700000009DAw/a/4u0000019iE4/p_dPTOZFZQRwpb38qXi3JOhRqr78m4eL3Bd1Dn5K6Yg" target="_blank">PRD009-3161006B</a> | <a href="https://fluidigm.my.salesforce.com/sfc/p/700000009DAw/a/4u000001870w/XU6eX2YZtdejnAfGRls.mPHhJTPvhOp30R18ZV_Asw4" target="_blank">MSDS-3000000X</a> | various | Maxpar
CyTOF (Cytometry) | 3161007B | Anti-Ki-67 | B56 | 161Dy | Rat, Mouse, Human, Rhesus Macaque | 100 Tests | <a href="https://fluidigm.my.salesforce.com/sfc/p/700000009DAw/a/4u0000019iEE/IeX.dptq8G8ECf_8Fye2wE_EPU0wOdTQdFO5X7TYowA" target="_blank">PRD009-3161007B</a> | <a href="https://fluidigm.my.salesforce.com/sfc/p/700000009DAw/a/4u000001870w/XU6eX2YZtdejnAfGRls.mPHhJTPvhOp30R18ZV_Asw4" target="_blank">MSDS-3000000X</a> | various | Maxpar
CyTOF (Cytometry) | 3161007C | Anti-Ki-67 | B56 | 161Dy | Rat, Mouse, Human, Rhesus Macaque | 25 Tests | <a href="https://fluidigm.my.salesforce.com/sfc/p/700000009DAw/a/4u0000019iEE/IeX.dptq8G8ECf_8Fye2wE_EPU0wOdTQdFO5X7TYowA" target="_blank">PRD009-3161007B</a> | <a href="https://fluidigm.my.salesforce.com/sfc/p/700000009DAw/a/4u000001870w/XU6eX2YZtdejnAfGRls.mPHhJTPvhOp30R18ZV_Asw4" target="_blank">MSDS-3000000X</a> | various | Maxpar
CyTOF (Cytometry) | 3161008B | Anti-Human IL-17A | BL-168 | 161Dy | Human | 100 Tests | <a href="https://fluidigm.my.salesforce.com/sfc/p/700000009DAw/a/4u0000019iEH/dBQSbbS0KmGzEZNS57D4zAORHAhurF8zZrZ_zRj7r9A" target="_blank">PRD009-3161008B</a> | <a href="https://fluidigm.my.salesforce.com/sfc/p/700000009DAw/a/4u000001870w/XU6eX2YZtdejnAfGRls.mPHhJTPvhOp30R18ZV_Asw4" target="_blank">MSDS-3000000X</a> | various | Maxpar
CyTOF (Cytometry) | 3161008C | Anti-Human IL-17A | BL-168 | 161Dy | Human | 25 Tests | <a href="https://fluidigm.my.salesforce.com/sfc/p/700000009DAw/a/4u0000019iEH/dBQSbbS0KmGzEZNS57D4zAORHAhurF8zZrZ_zRj7r9A" target="_blank">PRD009-3161008B</a> | <a href="https://fluidigm.my.salesforce.com/sfc/p/700000009DAw/a/4u000001870w/XU6eX2YZtdejnAfGRls.mPHhJTPvhOp30R18ZV_Asw4" target="_blank">MSDS-3000000X</a> | various | Maxpar
CyTOF (Cytometry) | 3161009B | Anti-Human CD90 | 5E10 | 161Dy | Human, African Green, Baboon, Cynomolgus, Pigtailed Macaque, Rhesus, Swine (Pig, Porcine) | 100 Tests | <a href="https://fluidigm.my.salesforce.com/sfc/p/700000009DAw/a/4u0000019jAq/nks1Fa._Kqax2.Wcrg1jpX6jZrkr.ee8_y2SQpbWCIg" target="_blank">PRD009-3161009B</a> | <a href="https://fluidigm.my.salesforce.com/sfc/p/700000009DAw/a/4u000001870w/XU6eX2YZtdejnAfGRls.mPHhJTPvhOp30R18ZV_Asw4" target="_blank">MSDS-3000000X</a> | various | Maxpar
CyTOF (Cytometry) | 3161009C | Anti-Human CD90 | 5E10 | 161Dy | Human, African Green, Baboon, Cynomolgus, Pigtailed Macaque, Rhesus, Swine (Pig, Porcine) | 25 Tests | <a href="https://fluidigm.my.salesforce.com/sfc/p/700000009DAw/a/4u0000019jAq/nks1Fa._Kqax2.Wcrg1jpX6jZrkr.ee8_y2SQpbWCIg" target="_blank">PRD009-3161009B</a> | <a href="https://fluidigm.my.salesforce.com/sfc/p/700000009DAw/a/4u000001870w/XU6eX2YZtdejnAfGRls.mPHhJTPvhOp30R18ZV_Asw4" target="_blank">MSDS-3000000X</a> | various | Maxpar
CyTOF (Cytometry) | 3161010B | Anti-Human IL-23 p19 | 23dcdp | 161Dy | Human | 100 Tests | <a href="https://fluidigm.my.salesforce.com/sfc/p/700000009DAw/a/4u0000019iEM/FfGpmkXMsK.3jkTiIOxaLA7e26pX4qd35jz2KAyoF28" target="_blank">PRD009-3161010B</a> | <a href="https://fluidigm.my.salesforce.com/sfc/p/700000009DAw/a/4u000001870w/XU6eX2YZtdejnAfGRls.mPHhJTPvhOp30R18ZV_Asw4" target="_blank">MSDS-3000000X</a> | various | Maxpar
CyTOF (Cytometry) | 3161010C | Anti-Human IL-23 p19 | 23dcdp | 161Dy | Human | 25 Tests | <a href="https://fluidigm.my.salesforce.com/sfc/p/700000009DAw/a/4u0000019iEM/FfGpmkXMsK.3jkTiIOxaLA7e26pX4qd35jz2KAyoF28" target="_blank">PRD009-3161010B</a> | <a href="https://fluidigm.my.salesforce.com/sfc/p/700000009DAw/a/4u000001870w/XU6eX2YZtdejnAfGRls.mPHhJTPvhOp30R18ZV_Asw4" target="_blank">MSDS-3000000X</a> | various | Maxpar
CyTOF (Cytometry) | 3161011B | Anti-Mouse iNOS | CXNFT | 161Dy | Mouse | 100 Tests | <a href="https://fluidigm.my.salesforce.com/sfc/p/700000009DAw/a/4u0000019iER/DDdzFvf7n9diXVg.AsZpglXEiaqqLnmdHTJZgJqzl78" target="_blank">PRD009-3161011B</a> | <a href="https://fluidigm.my.salesforce.com/sfc/p/700000009DAw/a/4u000001870w/XU6eX2YZtdejnAfGRls.mPHhJTPvhOp30R18ZV_Asw4" target="_blank">MSDS-3000000X</a> | various | Maxpar
CyTOF (Cytometry) | 3161011C | Anti-Mouse iNOS | CXNFT | 161Dy | Mouse | 25 Tests | <a href="https://fluidigm.my.salesforce.com/sfc/p/700000009DAw/a/4u0000019iER/DDdzFvf7n9diXVg.AsZpglXEiaqqLnmdHTJZgJqzl78" target="_blank">PRD009-3161011B</a> | <a href="https://fluidigm.my.salesforce.com/sfc/p/700000009DAw/a/4u000001870w/XU6eX2YZtdejnAfGRls.mPHhJTPvhOp30R18ZV_Asw4" target="_blank">MSDS-3000000X</a> | various | Maxpar
CyTOF (Cytometry) | 3161012B | Anti-Human CD49b | P1E6-C5 | 161Dy | Human | 100 Tests | <a href="https://fluidigm.my.salesforce.com/sfc/p/700000009DAw/a/4u0000019iEW/MDMJyqBz9RI2OlJ.OM13AK3j_rqgqmQuBj7EoTYNW1I" target="_blank">PRD009-3161012B</a> | <a href="https://fluidigm.my.salesforce.com/sfc/p/700000009DAw/a/4u000001870w/XU6eX2YZtdejnAfGRls.mPHhJTPvhOp30R18ZV_Asw4" target="_blank">MSDS-3000000X</a> | various | Maxpar
CyTOF (Cytometry) | 3161012C | Anti-Human CD49b | P1E6-C5 | 161Dy | Human | 25 Tests | <a href="https://fluidigm.my.salesforce.com/sfc/p/700000009DAw/a/4u0000019iEW/MDMJyqBz9RI2OlJ.OM13AK3j_rqgqmQuBj7EoTYNW1I" target="_blank">PRD009-3161012B</a> | <a href="https://fluidigm.my.salesforce.com/sfc/p/700000009DAw/a/4u000001870w/XU6eX2YZtdejnAfGRls.mPHhJTPvhOp30R18ZV_Asw4" target="_blank">MSDS-3000000X</a> | various | Maxpar
CyTOF (Cytometry) | 3161015B | Anti-Human CD26 | BA5b | 161Dy | Human | 100 Tests | <a href="https://fluidigm.my.salesforce.com/sfc/p/700000009DAw/a/4u0000019iEg/GkpZdlV7hoZGkgUmWnhM8Uyk51HIg_DbiyjwVFXmpFE" target="_blank">PRD009-3161015B</a> | <a href="https://fluidigm.my.salesforce.com/sfc/p/700000009DAw/a/4u000001870w/XU6eX2YZtdejnAfGRls.mPHhJTPvhOp30R18ZV_Asw4" target="_blank">MSDS-3000000X</a> | various | Maxpar
CyTOF (Cytometry) | 3161015C | Anti-Human CD26 | BA5b | 161Dy | Human | 25 Tests | <a href="https://fluidigm.my.salesforce.com/sfc/p/700000009DAw/a/4u0000019iEg/GkpZdlV7hoZGkgUmWnhM8Uyk51HIg_DbiyjwVFXmpFE" target="_blank">PRD009-3161015B</a> | <a href="https://fluidigm.my.salesforce.com/sfc/p/700000009DAw/a/4u000001870w/XU6eX2YZtdejnAfGRls.mPHhJTPvhOp30R18ZV_Asw4" target="_blank">MSDS-3000000X</a> | various | Maxpar
CyTOF (Cytometry) | 3161016B | Anti-Human CD49c | ASC-1 | 161Dy | Human | 100 Tests | <a href="https://fluidigm.my.salesforce.com/sfc/p/700000009DAw/a/4u000000tLdp/QsqL_vbBKkIbd0GBRK3ZRETFpr.Zbl2oxLonW7L4.iU" target="_blank">PRD009-3161016B</a> | <a href="https://fluidigm.my.salesforce.com/sfc/p/700000009DAw/a/4u000001870w/XU6eX2YZtdejnAfGRls.mPHhJTPvhOp30R18ZV_Asw4" target="_blank">MSDS-3000000X</a> | various | Maxpar
CyTOF (Cytometry) | 3161016C | Anti-Human CD49c | ASC-1 | 161Dy | Human | 25 Tests | <a href="https://fluidigm.my.salesforce.com/sfc/p/700000009DAw/a/4u000000tLdp/QsqL_vbBKkIbd0GBRK3ZRETFpr.Zbl2oxLonW7L4.iU" target="_blank">PRD009-3161016B</a> | <a href="https://fluidigm.my.salesforce.com/sfc/p/700000009DAw/a/4u000001870w/XU6eX2YZtdejnAfGRls.mPHhJTPvhOp30R18ZV_Asw4" target="_blank">MSDS-3000000X</a> | various | Maxpar
CyTOF (Cytometry) | 3161017B | Anti-Human CD107b | H4B4 | 161Dy | Human | 100 Tests | <a href="https://fluidigm.my.salesforce.com/sfc/p/700000009DAw/a/4u0000019iEl/y4d24nP8C0aGUcotzxl9HK6ZwMCAwuvhF4UHhD_zOzY" target="_blank">PRD009-3161017B</a> | <a href="https://fluidigm.my.salesforce.com/sfc/p/700000009DAw/a/4u000001870w/XU6eX2YZtdejnAfGRls.mPHhJTPvhOp30R18ZV_Asw4" target="_blank">MSDS-3000000X</a> | various | Maxpar
CyTOF (Cytometry) | 3161017C | Anti-Human CD107b | H4B4 | 161Dy | Human | 25 Tests | <a href="https://fluidigm.my.salesforce.com/sfc/p/700000009DAw/a/4u0000019iEl/y4d24nP8C0aGUcotzxl9HK6ZwMCAwuvhF4UHhD_zOzY" target="_blank">PRD009-3161017B</a> | <a href="https://fluidigm.my.salesforce.com/sfc/p/700000009DAw/a/4u000001870w/XU6eX2YZtdejnAfGRls.mPHhJTPvhOp30R18ZV_Asw4" target="_blank">MSDS-3000000X</a> | various | Maxpar
CyTOF (Cytometry) | 3161018B | Anti-Human CD370/CLEC9A | 8F9 | 161Dy | Human | 100 Tests | <a href="https://fluidigm.my.salesforce.com/sfc/p/700000009DAw/a/4u0000019iEq/XVovoD3khmeqdBNWsQtX9OA86ae0zKcigQXQQurCInM" target="_blank">PRD009-3161018B</a> | <a href="https://fluidigm.my.salesforce.com/sfc/p/700000009DAw/a/4u000001870w/XU6eX2YZtdejnAfGRls.mPHhJTPvhOp30R18ZV_Asw4" target="_blank">MSDS-3000000X</a> | various | Maxpar
CyTOF (Cytometry) | 3161018C | Anti-Human CD370/CLEC9A | 8F9 | 161Dy | Human | 25 Tests | <a href="https://fluidigm.my.salesforce.com/sfc/p/700000009DAw/a/4u0000019iEq/XVovoD3khmeqdBNWsQtX9OA86ae0zKcigQXQQurCInM" target="_blank">PRD009-3161018B</a> | <a href="https://fluidigm.my.salesforce.com/sfc/p/700000009DAw/a/4u000001870w/XU6eX2YZtdejnAfGRls.mPHhJTPvhOp30R18ZV_Asw4" target="_blank">MSDS-3000000X</a> | various | Maxpar
CyTOF (Cytometry) | 3161019B | Anti-Human CD85d/ILT4 | 42D1 | 161Dy | Human | 100 Tests | <a href="https://fluidigm.my.salesforce.com/sfc/p/700000009DAw/a/4u0000019iEv/vDwCFxu0qngqmOk2BIA3zI4PH2qwgP__AMhzbiK1E8Q" target="_blank">PRD009-3161019B</a> | <a href="https://fluidigm.my.salesforce.com/sfc/p/700000009DAw/a/4u000001870w/XU6eX2YZtdejnAfGRls.mPHhJTPvhOp30R18ZV_Asw4" target="_blank">MSDS-3000000X</a> | various | Maxpar
CyTOF (Cytometry) | 3161019C | Anti-Human CD85d/ILT4 | 42D1 | 161Dy | Human | 25 Tests | <a href="https://fluidigm.my.salesforce.com/sfc/p/700000009DAw/a/4u0000019iEv/vDwCFxu0qngqmOk2BIA3zI4PH2qwgP__AMhzbiK1E8Q" target="_blank">PRD009-3161019B</a> | <a href="https://fluidigm.my.salesforce.com/sfc/p/700000009DAw/a/4u000001870w/XU6eX2YZtdejnAfGRls.mPHhJTPvhOp30R18ZV_Asw4" target="_blank">MSDS-3000000X</a> | various | Maxpar
CyTOF (Cytometry) | 3161020B | Anti-CD40 | HM40-3 | 161Dy | Mouse, Rat | 100 Tests | <a href="https://fluidigm.my.salesforce.com/sfc/p/700000009DAw/a/4u0000019iF0/_wfhJEum3a25c5dTRhOYdSrAO22jqy8mdDcInjur1.E" target="_blank">PRD009-3161020B</a> | <a href="https://fluidigm.my.salesforce.com/sfc/p/700000009DAw/a/4u000001870w/XU6eX2YZtdejnAfGRls.mPHhJTPvhOp30R18ZV_Asw4" target="_blank">MSDS-3000000X</a> | various | Maxpar
CyTOF (Cytometry) | 3161020C | Anti-CD40 | HM40-3 | 161Dy | Mouse, Rat | 25 Tests | <a href="https://fluidigm.my.salesforce.com/sfc/p/700000009DAw/a/4u0000019iF0/_wfhJEum3a25c5dTRhOYdSrAO22jqy8mdDcInjur1.E" target="_blank">PRD009-3161020B</a> | <a href="https://fluidigm.my.salesforce.com/sfc/p/700000009DAw/a/4u000001870w/XU6eX2YZtdejnAfGRls.mPHhJTPvhOp30R18ZV_Asw4" target="_blank">MSDS-3000000X</a> | various | Maxpar
CyTOF (Cytometry) | 3161021B | Anti-Human Tim-4 | 9F4 | 161Dy | Human | 100 Tests | <a href="https://fluidigm.my.salesforce.com/sfc/p/700000009DAw/a/4u0000019iEc/eiKwwirsERsGw_sPMM9lKGlGakCPQaxTW5A8aBav0a0" target="_blank">PRD009-3161021B</a> | <a href="https://fluidigm.my.salesforce.com/sfc/p/700000009DAw/a/4u000001870w/XU6eX2YZtdejnAfGRls.mPHhJTPvhOp30R18ZV_Asw4" target="_blank">MSDS-3000000X</a> | various | Maxpar
CyTOF (Cytometry) | 3161021C | Anti-Human Tim-4 | 9F4 | 161Dy | Human | 25 Tests | <a href="https://fluidigm.my.salesforce.com/sfc/p/700000009DAw/a/4u0000019iEc/eiKwwirsERsGw_sPMM9lKGlGakCPQaxTW5A8aBav0a0" target="_blank">PRD009-3161021B</a> | <a href="https://fluidigm.my.salesforce.com/sfc/p/700000009DAw/a/4u000001870w/XU6eX2YZtdejnAfGRls.mPHhJTPvhOp30R18ZV_Asw4" target="_blank">MSDS-3000000X</a> | various | Maxpar
CyTOF (Cytometry) | 3161023B | Anti-Human CD80/B7-1 | 2D10.4 | 161Dy | Human, Rhesus Macaque | 100 Tests | <a href="https://fluidigm.my.salesforce.com/sfc/p/700000009DAw/a/4u000000MzWI/ONZmgvqSRpRk_gFNPgz2kjEXIIycdU6g_fnYiK.RIto" target="_blank">PRD009-3161023B</a> | <a href="https://fluidigm.my.salesforce.com/sfc/p/700000009DAw/a/4u000001870w/XU6eX2YZtdejnAfGRls.mPHhJTPvhOp30R18ZV_Asw4" target="_blank">MSDS-3000000X</a> | various | Maxpar
CyTOF (Cytometry) | 3161023C | Anti-Human CD80/B7-1 | 2D10.4 | 161Dy | Human, Rhesus Macaque | 25 Tests | <a href="https://fluidigm.my.salesforce.com/sfc/p/700000009DAw/a/4u000000MzWI/ONZmgvqSRpRk_gFNPgz2kjEXIIycdU6g_fnYiK.RIto" target="_blank">PRD009-3161023B</a> | <a href="https://fluidigm.my.salesforce.com/sfc/p/700000009DAw/a/4u000001870w/XU6eX2YZtdejnAfGRls.mPHhJTPvhOp30R18ZV_Asw4" target="_blank">MSDS-3000000X</a> | various | Maxpar
CyTOF (Cytometry) | 3161025B | Anti-Human LGR5 | 4D11F8 | 161Dy | Human | 100 Tests | <a href="https://fluidigm.my.salesforce.com/sfc/p/700000009DAw/a/4u0000019iF5/vJl3YJ90Es.ZIrG2THydT9AeGbuG5fIJWYWr4s5iesU" target="_blank">PRD009-3161025B</a> | <a href="https://fluidigm.my.salesforce.com/sfc/p/700000009DAw/a/4u000001870w/XU6eX2YZtdejnAfGRls.mPHhJTPvhOp30R18ZV_Asw4" target="_blank">MSDS-3000000X</a> | various | Maxpar
CyTOF (Cytometry) | 3161025C | Anti-Human LGR5 | 4D11F8 | 161Dy | Human | 25 Tests | <a href="https://fluidigm.my.salesforce.com/sfc/p/700000009DAw/a/4u0000019iF5/vJl3YJ90Es.ZIrG2THydT9AeGbuG5fIJWYWr4s5iesU" target="_blank">PRD009-3161025B</a> | <a href="https://fluidigm.my.salesforce.com/sfc/p/700000009DAw/a/4u000001870w/XU6eX2YZtdejnAfGRls.mPHhJTPvhOp30R18ZV_Asw4" target="_blank">MSDS-3000000X</a> | various | Maxpar
CyTOF (Cytometry) | 3161026B | Anti-Human CD162 | KPL-1 | 161Dy | Human, African Green, Baboon, Cynomolgus, Rhesus | 100 Tests | <a href="https://fluidigm.my.salesforce.com/sfc/p/700000009DAw/a/4u0000019iF1/FIzxDepK.wFt._RGY0t9M8xqI05aFYNvGi6reUwv8P4" target="_blank">PRD009-3161026B</a> | <a href="https://fluidigm.my.salesforce.com/sfc/p/700000009DAw/a/4u000001870w/XU6eX2YZtdejnAfGRls.mPHhJTPvhOp30R18ZV_Asw4" target="_blank">MSDS-3000000X</a> | various | Maxpar
CyTOF (Cytometry) | 3161026C | Anti-Human CD162 | KPL-1 | 161Dy | Human, African Green, Baboon, Cynomolgus, Rhesus | 25 Tests | <a href="https://fluidigm.my.salesforce.com/sfc/p/700000009DAw/a/4u0000019iF1/FIzxDepK.wFt._RGY0t9M8xqI05aFYNvGi6reUwv8P4" target="_blank">PRD009-3161026B</a> | <a href="https://fluidigm.my.salesforce.com/sfc/p/700000009DAw/a/4u000001870w/XU6eX2YZtdejnAfGRls.mPHhJTPvhOp30R18ZV_Asw4" target="_blank">MSDS-3000000X</a> | various | Maxpar
CyTOF (Cytometry) | 3161033B | Anti-Human T-bet/TBX21 | D6N8B | 161Dy | Human | 100 Tests | <a href="https://fluidigm.my.salesforce.com/sfc/p/700000009DAw/a/4u0000010px9/o4pNTBaZgbvv3R4_XZOJZwQP1y2gWCarGbhOsvqX4hg" target="_blank">PRD009-3161033B</a> | <a href="https://fluidigm.my.salesforce.com/sfc/p/700000009DAw/a/4u000001870w/XU6eX2YZtdejnAfGRls.mPHhJTPvhOp30R18ZV_Asw4" target="_blank">MSDS-3000000X</a> | various | Maxpar
CyTOF (Cytometry) | 3161033C | Anti-Human T-bet/TBX21 | D6N8B | 161Dy | Human | 25 Tests | <a href="https://fluidigm.my.salesforce.com/sfc/p/700000009DAw/a/4u0000010px9/o4pNTBaZgbvv3R4_XZOJZwQP1y2gWCarGbhOsvqX4hg" target="_blank">PRD009-3161033B</a> | <a href="https://fluidigm.my.salesforce.com/sfc/p/700000009DAw/a/4u000001870w/XU6eX2YZtdejnAfGRls.mPHhJTPvhOp30R18ZV_Asw4" target="_blank">MSDS-3000000X</a> | various | Maxpar
CyTOF (Cytometry) | 3161034B | Anti-Human CD38 | HB-7 | 161Dy | Human, Chimpanzee, Horse, Cow | 100 Tests | <a href="https://fluidigm.my.salesforce.com/sfc/p/700000009DAw/a/4u000000qQSM/mhS1hgwCimhjcT2mysxcwaGzG668mPh5gF7d.Q.2WTc" target="_blank">PRD009-3161034B</a> | <a href="https://fluidigm.my.salesforce.com/sfc/p/700000009DAw/a/4u000001870w/XU6eX2YZtdejnAfGRls.mPHhJTPvhOp30R18ZV_Asw4" target="_blank">MSDS-3000000X</a> | various | Maxpar
CyTOF (Cytometry) | 3161034C | Anti-Human CD38 | HB-7 | 161Dy | Human, Chimpanzee, Horse, Cow | 25 Tests | <a href="https://fluidigm.my.salesforce.com/sfc/p/700000009DAw/a/4u000000qQSM/mhS1hgwCimhjcT2mysxcwaGzG668mPh5gF7d.Q.2WTc" target="_blank">PRD009-3161034B</a> | <a href="https://fluidigm.my.salesforce.com/sfc/p/700000009DAw/a/4u000001870w/XU6eX2YZtdejnAfGRls.mPHhJTPvhOp30R18ZV_Asw4" target="_blank">MSDS-3000000X</a> | various | Maxpar
CyTOF (Cytometry) | 3162001B | Anti-Human CD69 | FN50 | 162Dy | Human, African Green, Baboon, Chimpanzee, Cynomolgus Macaque, Pigtailed Macaque, Rhesus Macaque | 100 Tests | <a href="https://fluidigm.my.salesforce.com/sfc/p/700000009DAw/a/4u0000019iF2/Oou7VJq7yxx6v5YmjSlfEcuvkQ2Tp6h2iLJk6N2D8As" target="_blank">PRD009-3162001B</a> | <a href="https://fluidigm.my.salesforce.com/sfc/p/700000009DAw/a/4u000001870w/XU6eX2YZtdejnAfGRls.mPHhJTPvhOp30R18ZV_Asw4" target="_blank">MSDS-3000000X</a> | various | Maxpar
CyTOF (Cytometry) | 3162001C | Anti-Human CD69 | FN50 | 162Dy | Human, African Green, Baboon, Chimpanzee, Cynomolgus Macaque, Pigtailed Macaque, Rhesus Macaque | 25 Tests | <a href="https://fluidigm.my.salesforce.com/sfc/p/700000009DAw/a/4u0000019iF2/Oou7VJq7yxx6v5YmjSlfEcuvkQ2Tp6h2iLJk6N2D8As" target="_blank">PRD009-3162001B</a> | <a href="https://fluidigm.my.salesforce.com/sfc/p/700000009DAw/a/4u000001870w/XU6eX2YZtdejnAfGRls.mPHhJTPvhOp30R18ZV_Asw4" target="_blank">MSDS-3000000X</a> | various | Maxpar
CyTOF (Cytometry) | 3162002B | Anti-Mouse TNFα | MP6-XT22 | 162Dy | Mouse | 100 Tests | <a href="https://fluidigm.my.salesforce.com/sfc/p/700000009DAw/a/4u0000019iFA/XEerLZHKfY9LjUmMOhpsP1cIijpDrRFK61FXucf.l7M" target="_blank">PRD009-3162002B</a> | <a href="https://fluidigm.my.salesforce.com/sfc/p/700000009DAw/a/4u000001870w/XU6eX2YZtdejnAfGRls.mPHhJTPvhOp30R18ZV_Asw4" target="_blank">MSDS-3000000X</a> | various | Maxpar
CyTOF (Cytometry) | 3162002C | Anti-Mouse TNFα | MP6-XT22 | 162Dy | Mouse | 25 Tests | <a href="https://fluidigm.my.salesforce.com/sfc/p/700000009DAw/a/4u0000019iFA/XEerLZHKfY9LjUmMOhpsP1cIijpDrRFK61FXucf.l7M" target="_blank">PRD009-3162002B</a> | <a href="https://fluidigm.my.salesforce.com/sfc/p/700000009DAw/a/4u000001870w/XU6eX2YZtdejnAfGRls.mPHhJTPvhOp30R18ZV_Asw4" target="_blank">MSDS-3000000X</a> | various | Maxpar
CyTOF (Cytometry) | 3162003B | Anti-Mouse TER-119 | TER-119 | 162Dy | Mouse | 100 Tests | <a href="https://fluidigm.my.salesforce.com/sfc/p/700000009DAw/a/4u0000019iFF/7OY_OvmT7ZcJyTUxxvYjAQp3K2vedWklUK2LTxXl.X4" target="_blank">PRD009-3162003B</a> | <a href="https://fluidigm.my.salesforce.com/sfc/p/700000009DAw/a/4u000001870w/XU6eX2YZtdejnAfGRls.mPHhJTPvhOp30R18ZV_Asw4" target="_blank">MSDS-3000000X</a> | various | Maxpar
CyTOF (Cytometry) | 3162003C | Anti-Mouse TER-119 | TER-119 | 162Dy | Mouse | 25 Tests | <a href="https://fluidigm.my.salesforce.com/sfc/p/700000009DAw/a/4u0000019iFF/7OY_OvmT7ZcJyTUxxvYjAQp3K2vedWklUK2LTxXl.X4" target="_blank">PRD009-3162003B</a> | <a href="https://fluidigm.my.salesforce.com/sfc/p/700000009DAw/a/4u000001870w/XU6eX2YZtdejnAfGRls.mPHhJTPvhOp30R18ZV_Asw4" target="_blank">MSDS-3000000X</a> | various | Maxpar
CyTOF (Cytometry) | 3162004A | Anti-pLck [T505] | 4/LCK-Y505 | 162Dy | Human, rat, mouse | 50 Tests | <a href="https://fluidigm.my.salesforce.com/sfc/p/700000009DAw/a/4u0000019iFG/V7a9EGWwP1sZzeDmp94PMfUC5QIRdDuN5VAAgXUtG5Y" target="_blank">PRD009-3162004A</a> | <a href="https://fluidigm.my.salesforce.com/sfc/p/700000009DAw/a/4u000001870w/XU6eX2YZtdejnAfGRls.mPHhJTPvhOp30R18ZV_Asw4" target="_blank">MSDS-3000000X</a> | various | Maxpar
CyTOF (Cytometry) | 3162004C | Anti-pLck [T505] | 4/LCK-Y505 | 162Dy | Human, rat, mouse | 25 Tests | <a href="https://fluidigm.my.salesforce.com/sfc/p/700000009DAw/a/4u0000019iFG/V7a9EGWwP1sZzeDmp94PMfUC5QIRdDuN5VAAgXUtG5Y" target="_blank">PRD009-3162004B</a> | <a href="https://fluidigm.my.salesforce.com/sfc/p/700000009DAw/a/4u000001870w/XU6eX2YZtdejnAfGRls.mPHhJTPvhOp30R18ZV_Asw4" target="_blank">MSDS-3000000X</a> | various | Maxpar
CyTOF (Cytometry) | 3162005B | Anti-Human CD11c | Bu15 | 162Dy | Human, Cynomolgus Macaque, Rhesus Macaque, African Green Monkey, Baboon, Chimpanzee, Squirrel Monkey | 100 Tests | <a href="https://fluidigm.my.salesforce.com/sfc/p/700000009DAw/a/4u0000019iFB/s_s5bOLfXP1T2PnSOpo6JOxD0MHg8Zrn9SnPLSz7qBg" target="_blank">PRD009-3162005B</a> | <a href="https://fluidigm.my.salesforce.com/sfc/p/700000009DAw/a/4u000001870w/XU6eX2YZtdejnAfGRls.mPHhJTPvhOp30R18ZV_Asw4" target="_blank">MSDS-3000000X</a> | various | Maxpar
CyTOF (Cytometry) | 3162005C | Anti-Human CD11c | Bu15 | 162Dy | Human, Cynomolgus Macaque, Rhesus Macaque, African Green Monkey, Baboon, Chimpanzee, Squirrel Monkey | 25 Tests | <a href="https://fluidigm.my.salesforce.com/sfc/p/700000009DAw/a/4u0000019iFB/s_s5bOLfXP1T2PnSOpo6JOxD0MHg8Zrn9SnPLSz7qBg" target="_blank">PRD009-3162005B</a> | <a href="https://fluidigm.my.salesforce.com/sfc/p/700000009DAw/a/4u000001870w/XU6eX2YZtdejnAfGRls.mPHhJTPvhOp30R18ZV_Asw4" target="_blank">MSDS-3000000X</a> | various | Maxpar
CyTOF (Cytometry) | 3162006B | Anti-APC | APC003 | 162Dy | All | 100 Tests | <a href="https://fluidigm.my.salesforce.com/sfc/p/700000009DAw/a/4u0000019iFP/xuLYz_jfmwl1TQUR5HvRYjv3IYv7.8NeYOunawei5fg" target="_blank">PRD009-3162006B</a> | <a href="https://fluidigm.my.salesforce.com/sfc/p/700000009DAw/a/4u000001870w/XU6eX2YZtdejnAfGRls.mPHhJTPvhOp30R18ZV_Asw4" target="_blank">MSDS-3000000X</a> | various | Maxpar
CyTOF (Cytometry) | 3162006C | Anti-APC | APC003 | 162Dy | All | 25 Tests | <a href="https://fluidigm.my.salesforce.com/sfc/p/700000009DAw/a/4u0000019iFP/xuLYz_jfmwl1TQUR5HvRYjv3IYv7.8NeYOunawei5fg" target="_blank">PRD009-3162006B</a> | <a href="https://fluidigm.my.salesforce.com/sfc/p/700000009DAw/a/4u000001870w/XU6eX2YZtdejnAfGRls.mPHhJTPvhOp30R18ZV_Asw4" target="_blank">MSDS-3000000X</a> | various | Maxpar
CyTOF (Cytometry) | 3162009B | Anti-Human CD27 | L128 | 162Dy | Human | 100 Tests | <a href="https://fluidigm.my.salesforce.com/sfc/p/700000009DAw/a/4u0000019iFe/QXZxKt_xsVxerthQy8ZoRbjT_nbbggGxOLApHzUKmQk" target="_blank">PRD009-3162009B</a> | <a href="https://fluidigm.my.salesforce.com/sfc/p/700000009DAw/a/4u000001870w/XU6eX2YZtdejnAfGRls.mPHhJTPvhOp30R18ZV_Asw4" target="_blank">MSDS-3000000X</a> | various | Maxpar
CyTOF (Cytometry) | 3162009C | Anti-Human CD27 | L128 | 162Dy | Human | 25 Tests | <a href="https://fluidigm.my.salesforce.com/sfc/p/700000009DAw/a/4u0000019iFe/QXZxKt_xsVxerthQy8ZoRbjT_nbbggGxOLApHzUKmQk" target="_blank">PRD009-3162009B</a> | <a href="https://fluidigm.my.salesforce.com/sfc/p/700000009DAw/a/4u000001870w/XU6eX2YZtdejnAfGRls.mPHhJTPvhOp30R18ZV_Asw4" target="_blank">MSDS-3000000X</a> | various | Maxpar
CyTOF (Cytometry) | 3162010B | Anti-Human CD80/B7.1 | 2D10.4 | 162Dy | Human, Rhesus Macaque | 100 Tests | <a href="https://fluidigm.my.salesforce.com/sfc/p/700000009DAw/a/4u000000MzWD/IX.HVy0KPdZ7NDgF1TI.nVWdwVYXQMAJ3SxbWWo_m6M" target="_blank">PRD009-3162010B</a> | <a href="https://fluidigm.my.salesforce.com/sfc/p/700000009DAw/a/4u000001870w/XU6eX2YZtdejnAfGRls.mPHhJTPvhOp30R18ZV_Asw4" target="_blank">MSDS-3000000X</a> | various | Maxpar
CyTOF (Cytometry) | 3162010C | Anti-Human CD80/B7.1 | 2D10.4 | 162Dy | Human, Rhesus Macaque | 25 Tests | <a href="https://fluidigm.my.salesforce.com/sfc/p/700000009DAw/a/4u000000MzWD/IX.HVy0KPdZ7NDgF1TI.nVWdwVYXQMAJ3SxbWWo_m6M" target="_blank">PRD009-3162010B</a> | <a href="https://fluidigm.my.salesforce.com/sfc/p/700000009DAw/a/4u000001870w/XU6eX2YZtdejnAfGRls.mPHhJTPvhOp30R18ZV_Asw4" target="_blank">MSDS-3000000X</a> | various | Maxpar
CyTOF (Cytometry) | 3162011A | Anti-Human Foxp3 | PCH101 | 162Dy | Human, Chimpanzee, Cynomolgus Macaque, Non-Human Primate, Rhesus Macaque | 50 Tests | <a href="https://fluidigm.my.salesforce.com/sfc/p/700000009DAw/a/4u000000Myz9/ZlFUSWKBNteTMT4u48oBJdxaf.UdWcX4X.PFIq_EL_M" target="_blank">PRD009-3162011A</a> | <a href="https://fluidigm.my.salesforce.com/sfc/p/700000009DAw/a/4u000001870w/XU6eX2YZtdejnAfGRls.mPHhJTPvhOp30R18ZV_Asw4" target="_blank">MSDS-3000000X</a> | various | Maxpar
CyTOF (Cytometry) | 3162011C | Anti-Human Foxp3 | PCH101 | 162Dy | Human, Chimpanzee, Cynomolgus Macaque, Non-Human Primate, Rhesus Macaque | 25 Tests | <a href="https://fluidigm.my.salesforce.com/sfc/p/700000009DAw/a/4u000000Myz9/ZlFUSWKBNteTMT4u48oBJdxaf.UdWcX4X.PFIq_EL_M" target="_blank">PRD009-3162011B</a> | <a href="https://fluidigm.my.salesforce.com/sfc/p/700000009DAw/a/4u000001870w/XU6eX2YZtdejnAfGRls.mPHhJTPvhOp30R18ZV_Asw4" target="_blank">MSDS-3000000X</a> | various | Maxpar
CyTOF (Cytometry) | 3162012B | Anti-Ki-67 | B56 | 162Dy | Rat, Mouse, Human, Rhesus Macaque | 100 Tests | <a href="https://fluidigm.my.salesforce.com/sfc/p/700000009DAw/a/4u0000019iG3/vk6o9CKx.1s1R._7A1vCbZTrv2wP8qQTDBbcDpj.ctI" target="_blank">PRD009-3162012B</a> | <a href="https://fluidigm.my.salesforce.com/sfc/p/700000009DAw/a/4u000001870w/XU6eX2YZtdejnAfGRls.mPHhJTPvhOp30R18ZV_Asw4" target="_blank">MSDS-3000000X</a> | various | Maxpar
CyTOF (Cytometry) | 3162012C | Anti-Ki-67 | B56 | 162Dy | Rat, Mouse, Human, Rhesus Macaque | 25 Tests | <a href="https://fluidigm.my.salesforce.com/sfc/p/700000009DAw/a/4u0000019iG3/vk6o9CKx.1s1R._7A1vCbZTrv2wP8qQTDBbcDpj.ctI" target="_blank">PRD009-3162012B</a> | <a href="https://fluidigm.my.salesforce.com/sfc/p/700000009DAw/a/4u000001870w/XU6eX2YZtdejnAfGRls.mPHhJTPvhOp30R18ZV_Asw4" target="_blank">MSDS-3000000X</a> | various | Maxpar
CyTOF (Cytometry) | 3162014B | Anti-Mouse Ly-6C | HK1.4 | 162Dy | Mouse | 100 Tests | <a href="https://fluidigm.my.salesforce.com/sfc/p/700000009DAw/a/4u0000019iFQ/_ZyZ_m1cMQBaxDvvrTQta8j3fRahpmFyfx6beS0wW0s" target="_blank">PRD009-3162014B</a> | <a href="https://fluidigm.my.salesforce.com/sfc/p/700000009DAw/a/4u000001870w/XU6eX2YZtdejnAfGRls.mPHhJTPvhOp30R18ZV_Asw4" target="_blank">MSDS-3000000X</a> | various | Maxpar
CyTOF (Cytometry) | 3162014C | Anti-Mouse Ly-6C | HK1.4 | 162Dy | Mouse | 25 Tests | <a href="https://fluidigm.my.salesforce.com/sfc/p/700000009DAw/a/4u0000019iFQ/_ZyZ_m1cMQBaxDvvrTQta8j3fRahpmFyfx6beS0wW0s" target="_blank">PRD009-3162014B</a> | <a href="https://fluidigm.my.salesforce.com/sfc/p/700000009DAw/a/4u000001870w/XU6eX2YZtdejnAfGRls.mPHhJTPvhOp30R18ZV_Asw4" target="_blank">MSDS-3000000X</a> | various | Maxpar
CyTOF (Cytometry) | 3162015B | Anti-Human CD8a | RPA-T8 | 162Dy | Human, Cynomolgus Macaque, Rhesus Macaque, Chimpanzee, Baboon, Pigtailed Macaque, Sooty Mangabey | 100 Tests | <a href="https://fluidigm.my.salesforce.com/sfc/p/700000009DAw/a/4u0000019iG8/8kdZ2LiUuK4BBrV1HvbzKD.3x4m7h0wiUuf45CsQiJg" target="_blank">PRD009-3162015B</a> | <a href="https://fluidigm.my.salesforce.com/sfc/p/700000009DAw/a/4u000001870w/XU6eX2YZtdejnAfGRls.mPHhJTPvhOp30R18ZV_Asw4" target="_blank">MSDS-3000000X</a> | various | Maxpar
CyTOF (Cytometry) | 3162015C | Anti-Human CD8a | RPA-T8 | 162Dy | Human, Cynomolgus Macaque, Rhesus Macaque, Chimpanzee, Baboon, Pigtailed Macaque, Sooty Mangabey | 25 Tests | <a href="https://fluidigm.my.salesforce.com/sfc/p/700000009DAw/a/4u0000019iG8/8kdZ2LiUuK4BBrV1HvbzKD.3x4m7h0wiUuf45CsQiJg" target="_blank">PRD009-3162015B</a> | <a href="https://fluidigm.my.salesforce.com/sfc/p/700000009DAw/a/4u000001870w/XU6eX2YZtdejnAfGRls.mPHhJTPvhOp30R18ZV_Asw4" target="_blank">MSDS-3000000X</a> | various | Maxpar
CyTOF (Cytometry) | 3162017B | Anti-Mouse CD11c | N418 | 162Dy | Mouse | 100 Tests | <a href="https://fluidigm.my.salesforce.com/sfc/p/700000009DAw/a/4u0000019iFz/Yo_jvcr8TmSh5YgbGWalV9xhVx.FZ3sHsLuh0VmjTxk" target="_blank">PRD009-3162017B</a> | <a href="https://fluidigm.my.salesforce.com/sfc/p/700000009DAw/a/4u000001870w/XU6eX2YZtdejnAfGRls.mPHhJTPvhOp30R18ZV_Asw4" target="_blank">MSDS-3000000X</a> | various | Maxpar
CyTOF (Cytometry) | 3162017C | Anti-Mouse CD11c | N418 | 162Dy | Mouse | 25 Tests | <a href="https://fluidigm.my.salesforce.com/sfc/p/700000009DAw/a/4u0000019iFz/Yo_jvcr8TmSh5YgbGWalV9xhVx.FZ3sHsLuh0VmjTxk" target="_blank">PRD009-3162017B</a> | <a href="https://fluidigm.my.salesforce.com/sfc/p/700000009DAw/a/4u000001870w/XU6eX2YZtdejnAfGRls.mPHhJTPvhOp30R18ZV_Asw4" target="_blank">MSDS-3000000X</a> | various | Maxpar
CyTOF (Cytometry) | 3162018A | Anti-pPLCγ2 [Y759] | K86-689.37 | 162Dy | Human, Mouse, Rat | 50 Tests | <a href="https://fluidigm.my.salesforce.com/sfc/p/700000009DAw/a/4u0000019iFf/.o2X_mfvFG_bGKicn1kjSHd308kSescPgK.I6X9uvuk" target="_blank">PRD009-3162018A</a> | <a href="https://fluidigm.my.salesforce.com/sfc/p/700000009DAw/a/4u000001870w/XU6eX2YZtdejnAfGRls.mPHhJTPvhOp30R18ZV_Asw4" target="_blank">MSDS-3000000X</a> | various | Maxpar
CyTOF (Cytometry) | 3162018C | Anti-pPLCγ2 [Y759] | K86-689.37 | 162Dy | Human, Mouse, Rat | 25 Tests | <a href="https://fluidigm.my.salesforce.com/sfc/p/700000009DAw/a/4u0000019iFf/.o2X_mfvFG_bGKicn1kjSHd308kSescPgK.I6X9uvuk" target="_blank">PRD009-3162018B</a> | <a href="https://fluidigm.my.salesforce.com/sfc/p/700000009DAw/a/4u000001870w/XU6eX2YZtdejnAfGRls.mPHhJTPvhOp30R18ZV_Asw4" target="_blank">MSDS-3000000X</a> | various | Maxpar
CyTOF (Cytometry) | 3162020B | Anti-Mouse CD1d | 1B1 | 162Dy | Mouse | 100 Tests | <a href="https://fluidigm.my.salesforce.com/sfc/p/700000009DAw/a/4u0000019iGI/8_iP1p2fr.NzLOBaHcCp8Xux4OHZLgf4sZIayEvCC4o" target="_blank">PRD009-3162020B</a> | <a href="https://fluidigm.my.salesforce.com/sfc/p/700000009DAw/a/4u000001870w/XU6eX2YZtdejnAfGRls.mPHhJTPvhOp30R18ZV_Asw4" target="_blank">MSDS-3000000X</a> | various | Maxpar
CyTOF (Cytometry) | 3162020C | Anti-Mouse CD1d | 1B1 | 162Dy | Mouse | 25 Tests | <a href="https://fluidigm.my.salesforce.com/sfc/p/700000009DAw/a/4u0000019iGI/8_iP1p2fr.NzLOBaHcCp8Xux4OHZLgf4sZIayEvCC4o" target="_blank">PRD009-3162020B</a> | <a href="https://fluidigm.my.salesforce.com/sfc/p/700000009DAw/a/4u000001870w/XU6eX2YZtdejnAfGRls.mPHhJTPvhOp30R18ZV_Asw4" target="_blank">MSDS-3000000X</a> | various | Maxpar
CyTOF (Cytometry) | 3162022A | Anti-Human KLF4 | Polyclonal | 162Dy | Human, Mouse, Monkey | 50 Tests | <a href="https://fluidigm.my.salesforce.com/sfc/p/700000009DAw/a/4u0000019hza/hwR3Rh8jYS8rEooO9dXqux9WL5m.8y6sfLaOc0hf9Sc" target="_blank">PRD009-3162022A</a> | <a href="https://fluidigm.my.salesforce.com/sfc/p/700000009DAw/a/4u000001870w/XU6eX2YZtdejnAfGRls.mPHhJTPvhOp30R18ZV_Asw4" target="_blank">MSDS-3000000X</a> | various | Maxpar
CyTOF (Cytometry) | 3162022C | Anti-Human KLF4 | Polyclonal | 162Dy | Human, Mouse, Monkey | 25 Tests | <a href="https://fluidigm.my.salesforce.com/sfc/p/700000009DAw/a/4u0000019hza/hwR3Rh8jYS8rEooO9dXqux9WL5m.8y6sfLaOc0hf9Sc" target="_blank">PRD009-3162022B</a> | <a href="https://fluidigm.my.salesforce.com/sfc/p/700000009DAw/a/4u000001870w/XU6eX2YZtdejnAfGRls.mPHhJTPvhOp30R18ZV_Asw4" target="_blank">MSDS-3000000X</a> | various | Maxpar
CyTOF (Cytometry) | 3162025B | Anti-Human CD1d | 51.1 | 162Dy | Human | 100 Tests | <a href="https://fluidigm.my.salesforce.com/sfc/p/700000009DAw/a/4u0000019iIJ/gZ6pCoMz10Q9n7TIpdkCizicKKpdNLct9l3E8hsjFmk" target="_blank">PRD009-3162025B</a> | <a href="https://fluidigm.my.salesforce.com/sfc/p/700000009DAw/a/4u000001870w/XU6eX2YZtdejnAfGRls.mPHhJTPvhOp30R18ZV_Asw4" target="_blank">MSDS-3000000X</a> | various | Maxpar
CyTOF (Cytometry) | 3162025C | Anti-Human CD1d | 51.1 | 162Dy | Human | 25 Tests | <a href="https://fluidigm.my.salesforce.com/sfc/p/700000009DAw/a/4u0000019iIJ/gZ6pCoMz10Q9n7TIpdkCizicKKpdNLct9l3E8hsjFmk" target="_blank">PRD009-3162025B</a> | <a href="https://fluidigm.my.salesforce.com/sfc/p/700000009DAw/a/4u000001870w/XU6eX2YZtdejnAfGRls.mPHhJTPvhOp30R18ZV_Asw4" target="_blank">MSDS-3000000X</a> | various | Maxpar
CyTOF (Cytometry) | 3162026B | Anti Human/Mouse Integrin β7 | FIB504 | 162Dy | Cynomolgus Monkey, Rhesus, Chimpanzee, Olive Baboon, Mouse, Human | 100 Tests | <a href="https://fluidigm.my.salesforce.com/sfc/p/700000009DAw/a/4u0000019iIO/sgFZsLRyzOKJIt3caZm4y6T.z1sJ9dRiu5QxQQ3o4Fs" target="_blank">PRD009-3162026B</a> | <a href="https://fluidigm.my.salesforce.com/sfc/p/700000009DAw/a/4u000001870w/XU6eX2YZtdejnAfGRls.mPHhJTPvhOp30R18ZV_Asw4" target="_blank">MSDS-3000000X</a> | various | Maxpar
CyTOF (Cytometry) | 3162026C | Anti Human/Mouse Integrin β7 | FIB504 | 162Dy | Cynomolgus Monkey, Rhesus, Chimpanzee, Olive Baboon, Mouse, Human | 25 Tests | <a href="https://fluidigm.my.salesforce.com/sfc/p/700000009DAw/a/4u0000019iIO/sgFZsLRyzOKJIt3caZm4y6T.z1sJ9dRiu5QxQQ3o4Fs" target="_blank">PRD009-3162026B</a> | <a href="https://fluidigm.my.salesforce.com/sfc/p/700000009DAw/a/4u000001870w/XU6eX2YZtdejnAfGRls.mPHhJTPvhOp30R18ZV_Asw4" target="_blank">MSDS-3000000X</a> | various | Maxpar
CyTOF (Cytometry) | 3162027A | Anti-Human Pan-Keratin | C11 | 162Dy | Human, Mouse, Rat, Monkey | 50 Tests | <a href="https://fluidigm.my.salesforce.com/sfc/p/700000009DAw/a/4u0000019iIT/zhFZAO_gsvKO3QFrTYvmzvWww.Glpbd1.9hkE_jH9ac" target="_blank">PRD009-3162027A</a> | <a href="https://fluidigm.my.salesforce.com/sfc/p/700000009DAw/a/4u000001870w/XU6eX2YZtdejnAfGRls.mPHhJTPvhOp30R18ZV_Asw4" target="_blank">MSDS-3000000X</a> | various | Maxpar
CyTOF (Cytometry) | 3162027C | Anti-Human Pan-Keratin | C11 | 162Dy | Human, Mouse, Rat, Monkey | 25 Tests | <a href="https://fluidigm.my.salesforce.com/sfc/p/700000009DAw/a/4u0000019iIT/zhFZAO_gsvKO3QFrTYvmzvWww.Glpbd1.9hkE_jH9ac" target="_blank">PRD009-3162027B</a> | <a href="https://fluidigm.my.salesforce.com/sfc/p/700000009DAw/a/4u000001870w/XU6eX2YZtdejnAfGRls.mPHhJTPvhOp30R18ZV_Asw4" target="_blank">MSDS-3000000X</a> | various | Maxpar
CyTOF (Cytometry) | 3162029B | Anti-Mouse CD366/TIM-3 | RMT3-23 | 162Dy | Mouse | 100 Tests | <a href="https://fluidigm.my.salesforce.com/sfc/p/700000009DAw/a/4u0000019iIY/Wx8XLkBfvJx0NQeJxtncTA0UWyqtO7vtx5BhYV3ExQ8" target="_blank">PRD009-3162029B</a> | <a href="https://fluidigm.my.salesforce.com/sfc/p/700000009DAw/a/4u000001870w/XU6eX2YZtdejnAfGRls.mPHhJTPvhOp30R18ZV_Asw4" target="_blank">MSDS-3000000X</a> | various | Maxpar
CyTOF (Cytometry) | 3162029C | Anti-Mouse CD366/TIM-3 | RMT3-23 | 162Dy | Mouse | 25 Tests | <a href="https://fluidigm.my.salesforce.com/sfc/p/700000009DAw/a/4u0000019iIY/Wx8XLkBfvJx0NQeJxtncTA0UWyqtO7vtx5BhYV3ExQ8" target="_blank">PRD009-3162029B</a> | <a href="https://fluidigm.my.salesforce.com/sfc/p/700000009DAw/a/4u000001870w/XU6eX2YZtdejnAfGRls.mPHhJTPvhOp30R18ZV_Asw4" target="_blank">MSDS-3000000X</a> | various | Maxpar
CyTOF (Cytometry) | 3162030B | Anti-Human/Mouse CD44 | IM7 | 162Dy | Mouse, Human, Baboon, Chimpanzee, Cynomolgus Macaque, Rhesus Macaque, Squirrel Monkey, Horse, Cow, Pig, Dog, Cat | 100 Tests | <a href="https://fluidigm.my.salesforce.com/sfc/p/700000009DAw/a/4u0000019iIK/KJi4xKn3EJKKMUGt7latOUprb9yBSrDdYoHly5JFOd4" target="_blank">PRD009-3162030B</a> | <a href="https://fluidigm.my.salesforce.com/sfc/p/700000009DAw/a/4u000001870w/XU6eX2YZtdejnAfGRls.mPHhJTPvhOp30R18ZV_Asw4" target="_blank">MSDS-3000000X</a> | various | Maxpar
CyTOF (Cytometry) | 3162030C | Anti-Human/Mouse CD44 | IM7 | 162Dy | Mouse, Human, Baboon, Chimpanzee, Cynomolgus Macaque, Rhesus Macaque, Squirrel Monkey, Horse, Cow, Pig, Dog, Cat | 25 Tests | <a href="https://fluidigm.my.salesforce.com/sfc/p/700000009DAw/a/4u0000019iIK/KJi4xKn3EJKKMUGt7latOUprb9yBSrDdYoHly5JFOd4" target="_blank">PRD009-3162030B</a> | <a href="https://fluidigm.my.salesforce.com/sfc/p/700000009DAw/a/4u000001870w/XU6eX2YZtdejnAfGRls.mPHhJTPvhOp30R18ZV_Asw4" target="_blank">MSDS-3000000X</a> | various | Maxpar
CyTOF (Cytometry) | 3162031B | Anti-Mouse CD180/RP105 | RP/14 | 162Dy | Mouse | 100 Tests | <a href="https://fluidigm.my.salesforce.com/sfc/p/700000009DAw/a/4u000000tLdf/tr9zKU2fZBkZ0.sy0cdAPuPSEuSYWeo.FQx_jq0VJ9k" target="_blank">PRD009-3162031B</a> | <a href="https://fluidigm.my.salesforce.com/sfc/p/700000009DAw/a/4u000001870w/XU6eX2YZtdejnAfGRls.mPHhJTPvhOp30R18ZV_Asw4" target="_blank">MSDS-3000000X</a> | various | Maxpar
CyTOF (Cytometry) | 3162031C | Anti-Mouse CD180/RP105 | RP/14 | 162Dy | Mouse | 25 Tests | <a href="https://fluidigm.my.salesforce.com/sfc/p/700000009DAw/a/4u000000tLdf/tr9zKU2fZBkZ0.sy0cdAPuPSEuSYWeo.FQx_jq0VJ9k" target="_blank">PRD009-3162031B</a> | <a href="https://fluidigm.my.salesforce.com/sfc/p/700000009DAw/a/4u000001870w/XU6eX2YZtdejnAfGRls.mPHhJTPvhOp30R18ZV_Asw4" target="_blank">MSDS-3000000X</a> | various | Maxpar
CyTOF (Cytometry) | 3162038B | Anti-Human CD95/Fas | DX2 | 162Dy | Human, Cynomolgus Macaque, Rhesus Macaque, Chimpanzee, Baboon, Pigtailed Macaque, Sooty Mangabey, Capuchin Monkey, African Green Monkey, Cotton-topped Tamarin, Common Marmoset | 100 Tests | <a href="https://fluidigm.my.salesforce.com/sfc/p/700000009DAw/a/QQ000002dkZh/9KBqY8JEq0VhfPGpZGjv6lRebcHhWNfrbQ4Z_neVFFM" target="_blank">PRD009-3162038B</a> | <a href="https://fluidigm.my.salesforce.com/sfc/p/700000009DAw/a/4u000001870w/XU6eX2YZtdejnAfGRls.mPHhJTPvhOp30R18ZV_Asw4" target="_blank">MSDS-3000000X</a> | various | Maxpar
CyTOF (Cytometry) | 3162038C | Anti-Human CD95/Fas | DX2 | 162Dy | Human, Cynomolgus Macaque, Rhesus Macaque, Chimpanzee, Baboon, Pigtailed Macaque, Sooty Mangabey, Capuchin Monkey, African Green Monkey, Cotton-topped Tamarin, Common Marmoset | 25 Tests | <a href="https://fluidigm.my.salesforce.com/sfc/p/700000009DAw/a/QQ000002dkZh/9KBqY8JEq0VhfPGpZGjv6lRebcHhWNfrbQ4Z_neVFFM" target="_blank">PRD009-3162038B</a> | <a href="https://fluidigm.my.salesforce.com/sfc/p/700000009DAw/a/4u000001870w/XU6eX2YZtdejnAfGRls.mPHhJTPvhOp30R18ZV_Asw4" target="_blank">MSDS-3000000X</a> | various | Maxpar
CyTOF (Cytometry) | 3162039B | Anti-Human CD152/CTLA-4 | 14D3 | 162Dy | Human, Rhesus Macaque | 100 Tests | <a href="https://fluidigm.my.salesforce.com/sfc/p/700000009DAw/a/4u000001A23Y/7zjNPS94FfCuXDda1PaHU7QXv5W4wR1IaBm0IHnNlPw" target="_blank">PRD009-3162039B</a> | <a href="https://fluidigm.my.salesforce.com/sfc/p/700000009DAw/a/4u000001870w/XU6eX2YZtdejnAfGRls.mPHhJTPvhOp30R18ZV_Asw4" target="_blank">MSDS-3000000X</a> | various | Maxpar
CyTOF (Cytometry) | 3162039C | Anti-Human CD152/CTLA-4 | 14D3 | 162Dy | Human, Rhesus Macaque | 25 Tests | <a href="https://fluidigm.my.salesforce.com/sfc/p/700000009DAw/a/4u000001A23Y/7zjNPS94FfCuXDda1PaHU7QXv5W4wR1IaBm0IHnNlPw" target="_blank">PRD009-3162039B</a> | <a href="https://fluidigm.my.salesforce.com/sfc/p/700000009DAw/a/4u000001870w/XU6eX2YZtdejnAfGRls.mPHhJTPvhOp30R18ZV_Asw4" target="_blank">MSDS-3000000X</a> | various | Maxpar
CyTOF (Cytometry) | 3163001B | Anti-APC | APC003 | 163Dy | All | 100 Tests | <a href="https://fluidigm.my.salesforce.com/sfc/p/700000009DAw/a/4u0000019iIP/CpZHFgDqE9.0pLbDuv90A2UruDQeX1kVVquS1.XutgY" target="_blank">PRD009-3163001B</a> | <a href="https://fluidigm.my.salesforce.com/sfc/p/700000009DAw/a/4u000001870w/XU6eX2YZtdejnAfGRls.mPHhJTPvhOp30R18ZV_Asw4" target="_blank">MSDS-3000000X</a> | various | Maxpar
CyTOF (Cytometry) | 3163001C | Anti-APC | APC003 | 163Dy | All | 25 Tests | <a href="https://fluidigm.my.salesforce.com/sfc/p/700000009DAw/a/4u0000019iIP/CpZHFgDqE9.0pLbDuv90A2UruDQeX1kVVquS1.XutgY" target="_blank">PRD009-3163001B</a> | <a href="https://fluidigm.my.salesforce.com/sfc/p/700000009DAw/a/4u000001870w/XU6eX2YZtdejnAfGRls.mPHhJTPvhOp30R18ZV_Asw4" target="_blank">MSDS-3000000X</a> | various | Maxpar
CyTOF (Cytometry) | 3163002B | Anti-Human Galectin-9 | 9M1-3 | 163Dy | Human, African Green, Baboon, Cynomolgus | 100 Tests | <a href="https://fluidigm.my.salesforce.com/sfc/p/700000009DAw/a/4u0000019iId/yvZRoeuaDbloUCg7fYXFSaHMWvFaqW5C6A2JN5gtLfI" target="_blank">PRD009-3163002B</a> | <a href="https://fluidigm.my.salesforce.com/sfc/p/700000009DAw/a/4u000001870w/XU6eX2YZtdejnAfGRls.mPHhJTPvhOp30R18ZV_Asw4" target="_blank">MSDS-3000000X</a> | various | Maxpar
CyTOF (Cytometry) | 3163002C | Anti-Human Galectin-9 | 9M1-3 | 163Dy | Human, African Green, Baboon, Cynomolgus | 25 Tests | <a href="https://fluidigm.my.salesforce.com/sfc/p/700000009DAw/a/4u0000019iId/yvZRoeuaDbloUCg7fYXFSaHMWvFaqW5C6A2JN5gtLfI" target="_blank">PRD009-3163002B</a> | <a href="https://fluidigm.my.salesforce.com/sfc/p/700000009DAw/a/4u000001870w/XU6eX2YZtdejnAfGRls.mPHhJTPvhOp30R18ZV_Asw4" target="_blank">MSDS-3000000X</a> | various | Maxpar
CyTOF (Cytometry) | 3163003B | Anti-Human CD294/CRTH2 | BM16 | 163Dy | Human | 100 Tests | <a href="https://fluidigm.my.salesforce.com/sfc/p/700000009DAw/a/4u0000019iIi/LTFTa852LYx1eXP0D1C0IttQ3s3gO750Al3CAN9_cS4" target="_blank">PRD009-3163003B</a> | <a href="https://fluidigm.my.salesforce.com/sfc/p/700000009DAw/a/4u000001870w/XU6eX2YZtdejnAfGRls.mPHhJTPvhOp30R18ZV_Asw4" target="_blank">MSDS-3000000X</a> | various | Maxpar
CyTOF (Cytometry) | 3163003C | Anti-Human CD294/CRTH2 | BM16 | 163Dy | Human | 25 Tests | <a href="https://fluidigm.my.salesforce.com/sfc/p/700000009DAw/a/4u0000019iIi/LTFTa852LYx1eXP0D1C0IttQ3s3gO750Al3CAN9_cS4" target="_blank">PRD009-3163003B</a> | <a href="https://fluidigm.my.salesforce.com/sfc/p/700000009DAw/a/4u000001870w/XU6eX2YZtdejnAfGRls.mPHhJTPvhOp30R18ZV_Asw4" target="_blank">MSDS-3000000X</a> | various | Maxpar
CyTOF (Cytometry) | 3163004B | Anti-Human CD183/CXCR3 | G025H7 | 163Dy | Human, African Green, Baboon, Cynomolgus Macaque, Rhesus Macaque | 100 Tests | <a href="https://fluidigm.my.salesforce.com/sfc/p/700000009DAw/a/4u0000019iIL/VJeYfwchfaI6byLgWBbYunsIY0IKyWop0XHXRXXkLI0" target="_blank">PRD009-3163004B</a> | <a href="https://fluidigm.my.salesforce.com/sfc/p/700000009DAw/a/4u000001870w/XU6eX2YZtdejnAfGRls.mPHhJTPvhOp30R18ZV_Asw4" target="_blank">MSDS-3000000X</a> | various | Maxpar
CyTOF (Cytometry) | 3163004C | Anti-Human CD183/CXCR3 | G025H7 | 163Dy | Human, African Green, Baboon, Cynomolgus Macaque, Rhesus Macaque | 25 Tests | <a href="https://fluidigm.my.salesforce.com/sfc/p/700000009DAw/a/4u0000019iIL/VJeYfwchfaI6byLgWBbYunsIY0IKyWop0XHXRXXkLI0" target="_blank">PRD009-3163004B</a> | <a href="https://fluidigm.my.salesforce.com/sfc/p/700000009DAw/a/4u000001870w/XU6eX2YZtdejnAfGRls.mPHhJTPvhOp30R18ZV_Asw4" target="_blank">MSDS-3000000X</a> | various | Maxpar
CyTOF (Cytometry) | 3163005B | Anti-Human CD105/Endoglin | 43A3 | 163Dy | Human | 100 Tests | <a href="https://fluidigm.my.salesforce.com/sfc/p/700000009DAw/a/4u0000019iIM/UtYLe_UKBULG.UkydsFRTZr51E_prKCIjC4Vgoy17TU" target="_blank">PRD009-3163005B</a> | <a href="https://fluidigm.my.salesforce.com/sfc/p/700000009DAw/a/4u000001870w/XU6eX2YZtdejnAfGRls.mPHhJTPvhOp30R18ZV_Asw4" target="_blank">MSDS-3000000X</a> | various | Maxpar
CyTOF (Cytometry) | 3163005C | Anti-Human CD105/Endoglin | 43A3 | 163Dy | Human | 25 Tests | <a href="https://fluidigm.my.salesforce.com/sfc/p/700000009DAw/a/4u0000019iIM/UtYLe_UKBULG.UkydsFRTZr51E_prKCIjC4Vgoy17TU" target="_blank">PRD009-3163005B</a> | <a href="https://fluidigm.my.salesforce.com/sfc/p/700000009DAw/a/4u000001870w/XU6eX2YZtdejnAfGRls.mPHhJTPvhOp30R18ZV_Asw4" target="_blank">MSDS-3000000X</a> | various | Maxpar
CyTOF (Cytometry) | 3163006A | Anti-Human MCL-1 | Polyclonal | 163Dy | Human | 50 Tests | <a href="https://fluidigm.my.salesforce.com/sfc/p/700000009DAw/a/4u0000019iIj/o2JWoW5OLaSiY5FkxO6zJl_Mrh3onRAouu9R.OxtoEg" target="_blank">PRD009-3163006A</a> | <a href="https://fluidigm.my.salesforce.com/sfc/p/700000009DAw/a/4u000001870w/XU6eX2YZtdejnAfGRls.mPHhJTPvhOp30R18ZV_Asw4" target="_blank">MSDS-3000000X</a> | various | Maxpar
CyTOF (Cytometry) | 3163006C | Anti-Human MCL-1 | Polyclonal | 163Dy | Human | 25 Tests | <a href="https://fluidigm.my.salesforce.com/sfc/p/700000009DAw/a/4u0000019iIj/o2JWoW5OLaSiY5FkxO6zJl_Mrh3onRAouu9R.OxtoEg" target="_blank">PRD009-3163006B</a> | <a href="https://fluidigm.my.salesforce.com/sfc/p/700000009DAw/a/4u000001870w/XU6eX2YZtdejnAfGRls.mPHhJTPvhOp30R18ZV_Asw4" target="_blank">MSDS-3000000X</a> | various | Maxpar
CyTOF (Cytometry) | 3163007B | Anti-Human CD56 | NCAM16.2 | 163Dy | Human | 100 Tests | <a href="https://fluidigm.my.salesforce.com/sfc/p/700000009DAw/a/4u0000019iIn/3aWAEelOe7z8AHM.eP8wOY.BGASCdkiC3KsXAW24Wnc" target="_blank">PRD009-3163007B</a> | <a href="https://fluidigm.my.salesforce.com/sfc/p/700000009DAw/a/4u000001870w/XU6eX2YZtdejnAfGRls.mPHhJTPvhOp30R18ZV_Asw4" target="_blank">MSDS-3000000X</a> | various | Maxpar
CyTOF (Cytometry) | 3163007C | Anti-Human CD56 | NCAM16.2 | 163Dy | Human | 25 Tests | <a href="https://fluidigm.my.salesforce.com/sfc/p/700000009DAw/a/4u0000019iIn/3aWAEelOe7z8AHM.eP8wOY.BGASCdkiC3KsXAW24Wnc" target="_blank">PRD009-3163007B</a> | <a href="https://fluidigm.my.salesforce.com/sfc/p/700000009DAw/a/4u000001870w/XU6eX2YZtdejnAfGRls.mPHhJTPvhOp30R18ZV_Asw4" target="_blank">MSDS-3000000X</a> | various | Maxpar
CyTOF (Cytometry) | 3163008B | Anti-Human CD235ab | HIR2 (GA-R2) | 163Dy | Human, African Green, Baboon | 100 Tests | <a href="https://fluidigm.my.salesforce.com/sfc/p/700000009DAw/a/4u0000019iIQ/nCl05QN3u0IPsrD_yZJQTUcyhWFpp69mnwYabShYMNc" target="_blank">PRD009-3163008B</a> | <a href="https://fluidigm.my.salesforce.com/sfc/p/700000009DAw/a/4u000001870w/XU6eX2YZtdejnAfGRls.mPHhJTPvhOp30R18ZV_Asw4" target="_blank">MSDS-3000000X</a> | various | Maxpar
CyTOF (Cytometry) | 3163008C | Anti-Human CD235ab | HIR2 (GA-R2) | 163Dy | Human, African Green, Baboon | 25 Tests | <a href="https://fluidigm.my.salesforce.com/sfc/p/700000009DAw/a/4u0000019iIQ/nCl05QN3u0IPsrD_yZJQTUcyhWFpp69mnwYabShYMNc" target="_blank">PRD009-3163008B</a> | <a href="https://fluidigm.my.salesforce.com/sfc/p/700000009DAw/a/4u000001870w/XU6eX2YZtdejnAfGRls.mPHhJTPvhOp30R18ZV_Asw4" target="_blank">MSDS-3000000X</a> | various | Maxpar
CyTOF (Cytometry) | 3163009B | Anti-Human CD272/BTLA | MIH26 | 163Dy | Human, African green | 100 Tests | <a href="https://fluidigm.my.salesforce.com/sfc/p/700000009DAw/a/4u0000019iIR/wuGJL_jZev10OVxyUmCoImKe2pGDuFQCITgGc2D3g4Q" target="_blank">PRD009-3163009B</a> | <a href="https://fluidigm.my.salesforce.com/sfc/p/700000009DAw/a/4u000001870w/XU6eX2YZtdejnAfGRls.mPHhJTPvhOp30R18ZV_Asw4" target="_blank">MSDS-3000000X</a> | various | Maxpar
CyTOF (Cytometry) | 3163009C | Anti-Human CD272/BTLA | MIH26 | 163Dy | Human, African green | 25 Tests | <a href="https://fluidigm.my.salesforce.com/sfc/p/700000009DAw/a/4u0000019iIR/wuGJL_jZev10OVxyUmCoImKe2pGDuFQCITgGc2D3g4Q" target="_blank">PRD009-3163009B</a> | <a href="https://fluidigm.my.salesforce.com/sfc/p/700000009DAw/a/4u000001870w/XU6eX2YZtdejnAfGRls.mPHhJTPvhOp30R18ZV_Asw4" target="_blank">MSDS-3000000X</a> | various | Maxpar
CyTOF (Cytometry) | 3163011B | Anti-Human IL-4 | MP4-25D2 | 163Dy | Human, Pig, Rhesus Macaque | 100 Tests | <a href="https://fluidigm.my.salesforce.com/sfc/p/700000009DAw/a/4u0000019iIk/qG0EGXqBVubFAqjOzPH_FBz9LmZwwCHWpGu8WMGrnII" target="_blank">PRD009-3163011B</a> | <a href="https://fluidigm.my.salesforce.com/sfc/p/700000009DAw/a/4u000001870w/XU6eX2YZtdejnAfGRls.mPHhJTPvhOp30R18ZV_Asw4" target="_blank">MSDS-3000000X</a> | various | Maxpar
CyTOF (Cytometry) | 3163011C | Anti-Human IL-4 | MP4-25D2 | 163Dy | Human, Pig, Rhesus Macaque | 25 Tests | <a href="https://fluidigm.my.salesforce.com/sfc/p/700000009DAw/a/4u0000019iIk/qG0EGXqBVubFAqjOzPH_FBz9LmZwwCHWpGu8WMGrnII" target="_blank">PRD009-3163011B</a> | <a href="https://fluidigm.my.salesforce.com/sfc/p/700000009DAw/a/4u000001870w/XU6eX2YZtdejnAfGRls.mPHhJTPvhOp30R18ZV_Asw4" target="_blank">MSDS-3000000X</a> | various | Maxpar
CyTOF (Cytometry) | 3163012B | Anti-Human/Mouse BCL-6 | K112-91 | 163Dy | Human, Mouse | 100 Tests | <a href="https://fluidigm.my.salesforce.com/sfc/p/700000009DAw/a/4u0000019iIU/iddV3IN_k1mWDxoWJom9YTxRtMxiK7a070RpAbiZJmY" target="_blank">PRD009-3163012B</a> | <a href="https://fluidigm.my.salesforce.com/sfc/p/700000009DAw/a/4u000001870w/XU6eX2YZtdejnAfGRls.mPHhJTPvhOp30R18ZV_Asw4" target="_blank">MSDS-3000000X</a> | various | Maxpar
CyTOF (Cytometry) | 3163012C | Anti-Human/Mouse BCL-6 | K112-91 | 163Dy | Human, Mouse | 25 Tests | <a href="https://fluidigm.my.salesforce.com/sfc/p/700000009DAw/a/4u0000019iIU/iddV3IN_k1mWDxoWJom9YTxRtMxiK7a070RpAbiZJmY" target="_blank">PRD009-3163012B</a> | <a href="https://fluidigm.my.salesforce.com/sfc/p/700000009DAw/a/4u000001870w/XU6eX2YZtdejnAfGRls.mPHhJTPvhOp30R18ZV_Asw4" target="_blank">MSDS-3000000X</a> | various | Maxpar
CyTOF (Cytometry) | 3163013B | Anti-Human CD257 | T7-241 | 163Dy | Human, African Green, Baboon, Cynomolgus, Rhesus | 100 Tests | <a href="https://fluidigm.my.salesforce.com/sfc/p/700000009DAw/a/4u0000019iIV/puYjKWyqI6UwkulA7KFX797N.5._5kBF_vBREWLS0Zc" target="_blank">PRD009-3163013B</a> | <a href="https://fluidigm.my.salesforce.com/sfc/p/700000009DAw/a/4u000001870w/XU6eX2YZtdejnAfGRls.mPHhJTPvhOp30R18ZV_Asw4" target="_blank">MSDS-3000000X</a> | various | Maxpar
CyTOF (Cytometry) | 3163013C | Anti-Human CD257 | T7-241 | 163Dy | Human, African Green, Baboon, Cynomolgus, Rhesus | 25 Tests | <a href="https://fluidigm.my.salesforce.com/sfc/p/700000009DAw/a/4u0000019iIV/puYjKWyqI6UwkulA7KFX797N.5._5kBF_vBREWLS0Zc" target="_blank">PRD009-3163013B</a> | <a href="https://fluidigm.my.salesforce.com/sfc/p/700000009DAw/a/4u000001870w/XU6eX2YZtdejnAfGRls.mPHhJTPvhOp30R18ZV_Asw4" target="_blank">MSDS-3000000X</a> | various | Maxpar
CyTOF (Cytometry) | 3163014B | Anti-Human CD34 | 581 | 163Dy | Human, Cynomolgus Macaque | 100 Tests | <a href="https://fluidigm.my.salesforce.com/sfc/p/700000009DAw/a/4u0000019iIZ/.JWWVPHeJzRpiR7RulRqhcZ34GqZRAJhloUKYDjWWXc" target="_blank">PRD009-3163014B</a> | <a href="https://fluidigm.my.salesforce.com/sfc/p/700000009DAw/a/4u000001870w/XU6eX2YZtdejnAfGRls.mPHhJTPvhOp30R18ZV_Asw4" target="_blank">MSDS-3000000X</a> | various | Maxpar
CyTOF (Cytometry) | 3163014C | Anti-Human CD34 | 581 | 163Dy | Human, Cynomolgus Macaque | 25 Tests | <a href="https://fluidigm.my.salesforce.com/sfc/p/700000009DAw/a/4u0000019iIZ/.JWWVPHeJzRpiR7RulRqhcZ34GqZRAJhloUKYDjWWXc" target="_blank">PRD009-3163014B</a> | <a href="https://fluidigm.my.salesforce.com/sfc/p/700000009DAw/a/4u000001870w/XU6eX2YZtdejnAfGRls.mPHhJTPvhOp30R18ZV_Asw4" target="_blank">MSDS-3000000X</a> | various | Maxpar
CyTOF (Cytometry) | 3163015B | Anti-Human CD49a | TS2/7 | 163Dy | Human, African Green, Baboon, Cynomolgus, Rhesus | 100 Tests | <a href="https://fluidigm.my.salesforce.com/sfc/p/700000009DAw/a/4u0000019iIa/eMoX6ypWk1L2T_TuccN3puPh8osvmVNr2vEvpU64LxM" target="_blank">PRD009-3163015B</a> | <a href="https://fluidigm.my.salesforce.com/sfc/p/700000009DAw/a/4u000001870w/XU6eX2YZtdejnAfGRls.mPHhJTPvhOp30R18ZV_Asw4" target="_blank">MSDS-3000000X</a> | various | Maxpar
CyTOF (Cytometry) | 3163015C | Anti-Human CD49a | TS2/7 | 163Dy | Human, African Green, Baboon, Cynomolgus, Rhesus | 25 Tests | <a href="https://fluidigm.my.salesforce.com/sfc/p/700000009DAw/a/4u0000019iIa/eMoX6ypWk1L2T_TuccN3puPh8osvmVNr2vEvpU64LxM" target="_blank">PRD009-3163015B</a> | <a href="https://fluidigm.my.salesforce.com/sfc/p/700000009DAw/a/4u000001870w/XU6eX2YZtdejnAfGRls.mPHhJTPvhOp30R18ZV_Asw4" target="_blank">MSDS-3000000X</a> | various | Maxpar
CyTOF (Cytometry) | 3163016B | Anti-Human CD231 | (SN1a) M3-3D9 | 163Dy | Human, African Green, Baboon, Cynomolgus | 100 Tests | <a href="https://fluidigm.my.salesforce.com/sfc/p/700000009DAw/a/4u0000019iIl/ubeKlqNcuAY9YkXMHD11CfRd2sjhoh3CdjL7.xDH1FE" target="_blank">PRD009-3163016B</a> | <a href="https://fluidigm.my.salesforce.com/sfc/p/700000009DAw/a/4u000001870w/XU6eX2YZtdejnAfGRls.mPHhJTPvhOp30R18ZV_Asw4" target="_blank">MSDS-3000000X</a> | various | Maxpar
CyTOF (Cytometry) | 3163016C | Anti-Human CD231 | (SN1a) M3-3D9 | 163Dy | Human, African Green, Baboon, Cynomolgus | 25 Tests | <a href="https://fluidigm.my.salesforce.com/sfc/p/700000009DAw/a/4u0000019iIl/ubeKlqNcuAY9YkXMHD11CfRd2sjhoh3CdjL7.xDH1FE" target="_blank">PRD009-3163016B</a> | <a href="https://fluidigm.my.salesforce.com/sfc/p/700000009DAw/a/4u000001870w/XU6eX2YZtdejnAfGRls.mPHhJTPvhOp30R18ZV_Asw4" target="_blank">MSDS-3000000X</a> | various | Maxpar
CyTOF (Cytometry) | 3163017B | Anti-Human CD172a/b | SE5A5 | 163Dy | Human, African Green, Baboon, Cynomolgus, Rhesus | 100 Tests | <a href="https://fluidigm.my.salesforce.com/sfc/p/700000009DAw/a/4u0000019iIN/f4PZ8IfF3ZKlPDELyTlxZ8XJWPPlkTwxSn.27S7pRJo" target="_blank">PRD009-3163017B</a> | <a href="https://fluidigm.my.salesforce.com/sfc/p/700000009DAw/a/4u000001870w/XU6eX2YZtdejnAfGRls.mPHhJTPvhOp30R18ZV_Asw4" target="_blank">MSDS-3000000X</a> | various | Maxpar
CyTOF (Cytometry) | 3163017C | Anti-Human CD172a/b | SE5A5 | 163Dy | Human, African Green, Baboon, Cynomolgus, Rhesus | 25 Tests | <a href="https://fluidigm.my.salesforce.com/sfc/p/700000009DAw/a/4u0000019iIN/f4PZ8IfF3ZKlPDELyTlxZ8XJWPPlkTwxSn.27S7pRJo" target="_blank">PRD009-3163017B</a> | <a href="https://fluidigm.my.salesforce.com/sfc/p/700000009DAw/a/4u000001870w/XU6eX2YZtdejnAfGRls.mPHhJTPvhOp30R18ZV_Asw4" target="_blank">MSDS-3000000X</a> | various | Maxpar
CyTOF (Cytometry) | 3163023B | Anti-Human CD33 | WM53 | 163Dy | Human, Chimpanzee | 100 Tests | <a href="https://fluidigm.my.salesforce.com/sfc/p/700000009DAw/a/4u0000019iIW/Wh.dw2lZ7m4jMlHQKV0Ogn9tkShxWpxY4vb1aEivO3k" target="_blank">PRD009-3163023B</a> | <a href="https://fluidigm.my.salesforce.com/sfc/p/700000009DAw/a/4u000001870w/XU6eX2YZtdejnAfGRls.mPHhJTPvhOp30R18ZV_Asw4" target="_blank">MSDS-3000000X</a> | various | Maxpar
CyTOF (Cytometry) | 3163023C | Anti-Human CD33 | WM53 | 163Dy | Human, Chimpanzee | 25 Tests | <a href="https://fluidigm.my.salesforce.com/sfc/p/700000009DAw/a/4u0000019iIW/Wh.dw2lZ7m4jMlHQKV0Ogn9tkShxWpxY4vb1aEivO3k" target="_blank">PRD009-3163023B</a> | <a href="https://fluidigm.my.salesforce.com/sfc/p/700000009DAw/a/4u000001870w/XU6eX2YZtdejnAfGRls.mPHhJTPvhOp30R18ZV_Asw4" target="_blank">MSDS-3000000X</a> | various | Maxpar
CyTOF (Cytometry) | 3163024A | Anti-Human Estrogen receptor α | D8H8 | 163Dy | Human | 50 Tests | <a href="https://fluidigm.my.salesforce.com/sfc/p/700000009DAw/a/4u0000019iIm/ItCilWSp86EM5EWyMP2RalHaNX4oflBgOnaiZhCYt4Y" target="_blank">PRD009-3163024A</a> | <a href="https://fluidigm.my.salesforce.com/sfc/p/700000009DAw/a/4u000001870w/XU6eX2YZtdejnAfGRls.mPHhJTPvhOp30R18ZV_Asw4" target="_blank">MSDS-3000000X</a> | various | Maxpar
CyTOF (Cytometry) | 3163024C | Anti-Human Estrogen receptor α | D8H8 | 163Dy | Human | 25 Tests | <a href="https://fluidigm.my.salesforce.com/sfc/p/700000009DAw/a/4u0000019iIm/ItCilWSp86EM5EWyMP2RalHaNX4oflBgOnaiZhCYt4Y" target="_blank">PRD009-3163024B</a> | <a href="https://fluidigm.my.salesforce.com/sfc/p/700000009DAw/a/4u000001870w/XU6eX2YZtdejnAfGRls.mPHhJTPvhOp30R18ZV_Asw4" target="_blank">MSDS-3000000X</a> | various | Maxpar
CyTOF (Cytometry) | 3163025B | Anti-Human CD121b | MNC2 | 163Dy | Human | 100 Tests | <a href="https://fluidigm.my.salesforce.com/sfc/p/700000009DAw/a/4u0000019iIx/NKnD.2oSql1BF1COY2J7m0Yio4ojbSabZE.gLK3HsUg" target="_blank">PRD009-3163025B</a> | <a href="https://fluidigm.my.salesforce.com/sfc/p/700000009DAw/a/4u000001870w/XU6eX2YZtdejnAfGRls.mPHhJTPvhOp30R18ZV_Asw4" target="_blank">MSDS-3000000X</a> | various | Maxpar
CyTOF (Cytometry) | 3163025C | Anti-Human CD121b | MNC2 | 163Dy | Human | 25 Tests | <a href="https://fluidigm.my.salesforce.com/sfc/p/700000009DAw/a/4u0000019iIx/NKnD.2oSql1BF1COY2J7m0Yio4ojbSabZE.gLK3HsUg" target="_blank">PRD009-3163025B</a> | <a href="https://fluidigm.my.salesforce.com/sfc/p/700000009DAw/a/4u000001870w/XU6eX2YZtdejnAfGRls.mPHhJTPvhOp30R18ZV_Asw4" target="_blank">MSDS-3000000X</a> | various | Maxpar
CyTOF (Cytometry) | 3163032B | Anti-Human CD45RO | UCHL1 | 163Dy | Human, Chimpanzee, Cynomolgus Macaque, Common Marmoset | 100 Tests | <a href="https://fluidigm.my.salesforce.com/sfc/p/700000009DAw/a/4u000000qPxd/4HcU2cIRkp4em1dIdHLxSe6M50l0rOurma7goYee3Qc" target="_blank">PRD009-3163032B</a> | <a href="https://fluidigm.my.salesforce.com/sfc/p/700000009DAw/a/4u000001870w/XU6eX2YZtdejnAfGRls.mPHhJTPvhOp30R18ZV_Asw4" target="_blank">MSDS-3000000X</a> | various | Maxpar
CyTOF (Cytometry) | 3163032C | Anti-Human CD45RO | UCHL1 | 163Dy | Human, Chimpanzee, Cynomolgus Macaque, Common Marmoset | 25 Tests | <a href="https://fluidigm.my.salesforce.com/sfc/p/700000009DAw/a/4u000000qPxd/4HcU2cIRkp4em1dIdHLxSe6M50l0rOurma7goYee3Qc" target="_blank">PRD009-3163032B</a> | <a href="https://fluidigm.my.salesforce.com/sfc/p/700000009DAw/a/4u000001870w/XU6eX2YZtdejnAfGRls.mPHhJTPvhOp30R18ZV_Asw4" target="_blank">MSDS-3000000X</a> | various | Maxpar
CyTOF (Cytometry) | 3164001B | Anti-Human CD15/SSEA-1 | W6D3 | 164Dy | Human | 100 Tests | <a href="https://fluidigm.my.salesforce.com/sfc/p/700000009DAw/a/4u0000019iIX/1_YXShBcxRD9rarxuMuhVSGoC4buZih7TzddoQjzI24" target="_blank">PRD009-3164001B</a> | <a href="https://fluidigm.my.salesforce.com/sfc/p/700000009DAw/a/4u000001870w/XU6eX2YZtdejnAfGRls.mPHhJTPvhOp30R18ZV_Asw4" target="_blank">MSDS-3000000X</a> | various | Maxpar
CyTOF (Cytometry) | 3164001C | Anti-Human CD15/SSEA-1 | W6D3 | 164Dy | Human | 25 Tests | <a href="https://fluidigm.my.salesforce.com/sfc/p/700000009DAw/a/4u0000019iIX/1_YXShBcxRD9rarxuMuhVSGoC4buZih7TzddoQjzI24" target="_blank">PRD009-3164001B</a> | <a href="https://fluidigm.my.salesforce.com/sfc/p/700000009DAw/a/4u000001870w/XU6eX2YZtdejnAfGRls.mPHhJTPvhOp30R18ZV_Asw4" target="_blank">MSDS-3000000X</a> | various | Maxpar
CyTOF (Cytometry) | 3164002B | Anti-Human IL-17A | N49-653 | 164Dy | Human | 100 Tests | <a href="https://fluidigm.my.salesforce.com/sfc/p/700000009DAw/a/4u0000019iJ2/Sr5FNG2ALHw4aIk_k38AWtTFw8cakNzVLILVuCEABOM" target="_blank">PRD009-3164002B</a> | <a href="https://fluidigm.my.salesforce.com/sfc/p/700000009DAw/a/4u000001870w/XU6eX2YZtdejnAfGRls.mPHhJTPvhOp30R18ZV_Asw4" target="_blank">MSDS-3000000X</a> | various | Maxpar
CyTOF (Cytometry) | 3164002C | Anti-Human IL-17A | N49-653 | 164Dy | Human | 25 Tests | <a href="https://fluidigm.my.salesforce.com/sfc/p/700000009DAw/a/4u0000019iJ2/Sr5FNG2ALHw4aIk_k38AWtTFw8cakNzVLILVuCEABOM" target="_blank">PRD009-3164002B</a> | <a href="https://fluidigm.my.salesforce.com/sfc/p/700000009DAw/a/4u000001870w/XU6eX2YZtdejnAfGRls.mPHhJTPvhOp30R18ZV_Asw4" target="_blank">MSDS-3000000X</a> | various | Maxpar
CyTOF (Cytometry) | 3164003B | Anti-Mouse CD62L | MEL-14 | 164Dy | Mouse | 100 Tests | <a href="https://fluidigm.my.salesforce.com/sfc/p/700000009DAw/a/4u0000019iJ3/Pl7PGlEbs5Vr7Eml9motMWYRkTnB6GVrOeu8hOUo41g" target="_blank">PRD009-3164003B</a> | <a href="https://fluidigm.my.salesforce.com/sfc/p/700000009DAw/a/4u000001870w/XU6eX2YZtdejnAfGRls.mPHhJTPvhOp30R18ZV_Asw4" target="_blank">MSDS-3000000X</a> | various | Maxpar
CyTOF (Cytometry) | 3164003C | Anti-Mouse CD62L | MEL-14 | 164Dy | Mouse | 25 Tests | <a href="https://fluidigm.my.salesforce.com/sfc/p/700000009DAw/a/4u0000019iJ3/Pl7PGlEbs5Vr7Eml9motMWYRkTnB6GVrOeu8hOUo41g" target="_blank">PRD009-3164003B</a> | <a href="https://fluidigm.my.salesforce.com/sfc/p/700000009DAw/a/4u000001870w/XU6eX2YZtdejnAfGRls.mPHhJTPvhOp30R18ZV_Asw4" target="_blank">MSDS-3000000X</a> | various | Maxpar
CyTOF (Cytometry) | 3164004A | Anti-Iκβα | L35A5 | 164Dy | Human, Hamster | 50 Tests | <a href="https://fluidigm.my.salesforce.com/sfc/p/700000009DAw/a/4u0000019iJ7/QO3al0925Rb5gNEieVgouBeRcLSRnF2pFAboeUXHsEY" target="_blank">PRD009-3164004A</a> | <a href="https://fluidigm.my.salesforce.com/sfc/p/700000009DAw/a/4u000001870w/XU6eX2YZtdejnAfGRls.mPHhJTPvhOp30R18ZV_Asw4" target="_blank">MSDS-3000000X</a> | various | Maxpar
CyTOF (Cytometry) | 3164004C | Anti-Iκβα | L35A5 | 164Dy | Human, Hamster | 25 Tests | <a href="https://fluidigm.my.salesforce.com/sfc/p/700000009DAw/a/4u0000019iJ7/QO3al0925Rb5gNEieVgouBeRcLSRnF2pFAboeUXHsEY" target="_blank">PRD009-3164004B</a> | <a href="https://fluidigm.my.salesforce.com/sfc/p/700000009DAw/a/4u000001870w/XU6eX2YZtdejnAfGRls.mPHhJTPvhOp30R18ZV_Asw4" target="_blank">MSDS-3000000X</a> | various | Maxpar
CyTOF (Cytometry) | 3164005B | Anti-Mouse Sca-1/ Ly-6A/E | D7 | 164Dy | Mouse | 100 Tests | <a href="https://fluidigm.my.salesforce.com/sfc/p/700000009DAw/a/4u0000019iJC/GWL9Dn6C8GJ5qiUeriQj4eKmnq52.rTkUD5Kp23OrAQ" target="_blank">PRD009-3164005B</a> | <a href="https://fluidigm.my.salesforce.com/sfc/p/700000009DAw/a/4u000001870w/XU6eX2YZtdejnAfGRls.mPHhJTPvhOp30R18ZV_Asw4" target="_blank">MSDS-3000000X</a> | various | Maxpar
CyTOF (Cytometry) | 3164005C | Anti-Mouse Sca-1/ Ly-6A/E | D7 | 164Dy | Mouse | 25 Tests | <a href="https://fluidigm.my.salesforce.com/sfc/p/700000009DAw/a/4u0000019iJC/GWL9Dn6C8GJ5qiUeriQj4eKmnq52.rTkUD5Kp23OrAQ" target="_blank">PRD009-3164005B</a> | <a href="https://fluidigm.my.salesforce.com/sfc/p/700000009DAw/a/4u000001870w/XU6eX2YZtdejnAfGRls.mPHhJTPvhOp30R18ZV_Asw4" target="_blank">MSDS-3000000X</a> | various | Maxpar
CyTOF (Cytometry) | 3164006B | Anti-Human/Mouse CD49F | GoH3 | 164Dy | Human, African Green, Mouse, Baboon, Capuchin Monkey, Cat , Cattle, Chimpanzee, Cynomolgus, Dog, Horse, Rabbit, Rhesus, Sheep, Swine | 100 Tests | <a href="https://fluidigm.my.salesforce.com/sfc/p/700000009DAw/a/4u0000019iJH/ClSeiQlatc2lpLFyNAz0ieUrLQ8sfDOdpXdRv_Vypn4" target="_blank">PRD009-3164006B</a> | <a href="https://fluidigm.my.salesforce.com/sfc/p/700000009DAw/a/4u000001870w/XU6eX2YZtdejnAfGRls.mPHhJTPvhOp30R18ZV_Asw4" target="_blank">MSDS-3000000X</a> | various | Maxpar
CyTOF (Cytometry) | 3164006C | Anti-Human/Mouse CD49F | GoH3 | 164Dy | Human, African Green, Mouse, Baboon, Capuchin Monkey, Cat , Cattle, Chimpanzee, Cynomolgus, Dog, Horse, Rabbit, Rhesus, Sheep, Swine | 25 Tests | <a href="https://fluidigm.my.salesforce.com/sfc/p/700000009DAw/a/4u0000019iJH/ClSeiQlatc2lpLFyNAz0ieUrLQ8sfDOdpXdRv_Vypn4" target="_blank">PRD009-3164006B</a> | <a href="https://fluidigm.my.salesforce.com/sfc/p/700000009DAw/a/4u000001870w/XU6eX2YZtdejnAfGRls.mPHhJTPvhOp30R18ZV_Asw4" target="_blank">MSDS-3000000X</a> | various | Maxpar
CyTOF (Cytometry) | 3164007B | Anti-Human CD45RO | UCHL1 | 164Dy | Human, Chimpanzee, Cynomolgus Macaque, Common Marmoset | 100 Tests | <a href="https://fluidigm.my.salesforce.com/sfc/p/700000009DAw/a/4u0000019iIo/.yAHZ60PLZ_sYW7mkEOG4b6NRBqYxBectCLn4DKXfug" target="_blank">PRD009-3164007B</a> | <a href="https://fluidigm.my.salesforce.com/sfc/p/700000009DAw/a/4u000001870w/XU6eX2YZtdejnAfGRls.mPHhJTPvhOp30R18ZV_Asw4" target="_blank">MSDS-3000000X</a> | various | Maxpar
CyTOF (Cytometry) | 3164007C | Anti-Human CD45RO | UCHL1 | 164Dy | Human, Chimpanzee, Cynomolgus Macaque, Common Marmoset | 25 Tests | <a href="https://fluidigm.my.salesforce.com/sfc/p/700000009DAw/a/4u0000019iIo/.yAHZ60PLZ_sYW7mkEOG4b6NRBqYxBectCLn4DKXfug" target="_blank">PRD009-3164007B</a> | <a href="https://fluidigm.my.salesforce.com/sfc/p/700000009DAw/a/4u000001870w/XU6eX2YZtdejnAfGRls.mPHhJTPvhOp30R18ZV_Asw4" target="_blank">MSDS-3000000X</a> | various | Maxpar
CyTOF (Cytometry) | 3164008B | Anti-Human CD95/Fas | DX2 | 164Dy | Human, Cynomolgus Macaque, Rhesus Macaque, Chimpanzee, Baboon, Pigtailed Macaque, Sooty Mangabey, Capuchin Monkey, African Green Monkey, Cotton-topped Tamarin, Common Marmoset | 100 Tests | <a href="https://fluidigm.my.salesforce.com/sfc/p/700000009DAw/a/4u0000019iIp/MiEjmBitujUcFd.oVqAfU7W9zcV4u_v.IRmmdsHq2j0" target="_blank">PRD009-3164008B</a> | <a href="https://fluidigm.my.salesforce.com/sfc/p/700000009DAw/a/4u000001870w/XU6eX2YZtdejnAfGRls.mPHhJTPvhOp30R18ZV_Asw4" target="_blank">MSDS-3000000X</a> | various | Maxpar
CyTOF (Cytometry) | 3164008C | Anti-Human CD95/Fas | DX2 | 164Dy | Human, Cynomolgus Macaque, Rhesus Macaque, Chimpanzee, Baboon, Pigtailed Macaque, Sooty Mangabey, Capuchin Monkey, African Green Monkey, Cotton-topped Tamarin, Common Marmoset | 25 Tests | <a href="https://fluidigm.my.salesforce.com/sfc/p/700000009DAw/a/4u0000019iIp/MiEjmBitujUcFd.oVqAfU7W9zcV4u_v.IRmmdsHq2j0" target="_blank">PRD009-3164008B</a> | <a href="https://fluidigm.my.salesforce.com/sfc/p/700000009DAw/a/4u000001870w/XU6eX2YZtdejnAfGRls.mPHhJTPvhOp30R18ZV_Asw4" target="_blank">MSDS-3000000X</a> | various | Maxpar
CyTOF (Cytometry) | 3164009B | Anti-Human CD161 | HP-3G10 | 164Dy | Human, Cynomolgus Macaque, Rhesus Macaque, African Green Monkey, Baboon | 100 Tests | <a href="https://fluidigm.my.salesforce.com/sfc/p/700000009DAw/a/4u0000019iJM/YpMRDWieLtrFWvGDgvOgBduwuaCUk3_jX_yBoiNWHik" target="_blank">PRD009-3164009B</a> | <a href="https://fluidigm.my.salesforce.com/sfc/p/700000009DAw/a/4u000001870w/XU6eX2YZtdejnAfGRls.mPHhJTPvhOp30R18ZV_Asw4" target="_blank">MSDS-3000000X</a> | various | Maxpar
CyTOF (Cytometry) | 3164009C | Anti-Human CD161 | HP-3G10 | 164Dy | Human, Cynomolgus Macaque, Rhesus Macaque, African Green Monkey, Baboon | 25 Tests | <a href="https://fluidigm.my.salesforce.com/sfc/p/700000009DAw/a/4u0000019iJM/YpMRDWieLtrFWvGDgvOgBduwuaCUk3_jX_yBoiNWHik" target="_blank">PRD009-3164009B</a> | <a href="https://fluidigm.my.salesforce.com/sfc/p/700000009DAw/a/4u000001870w/XU6eX2YZtdejnAfGRls.mPHhJTPvhOp30R18ZV_Asw4" target="_blank">MSDS-3000000X</a> | various | Maxpar
CyTOF (Cytometry) | 3164010A | Anti-Cyclin B1 | GNS-1 | 164Dy | Human, Mouse, Bovine | 50 Tests | <a href="https://fluidigm.my.salesforce.com/sfc/p/700000009DAw/a/4u0000019iJR/Urr9Ibww2QEpYgtu1VOFzBHOBZAvPFgRATQ6rr_ckxY" target="_blank">PRD009-3164010A</a> | <a href="https://fluidigm.my.salesforce.com/sfc/p/700000009DAw/a/4u000001870w/XU6eX2YZtdejnAfGRls.mPHhJTPvhOp30R18ZV_Asw4" target="_blank">MSDS-3000000X</a> | various | Maxpar
CyTOF (Cytometry) | 3164010C | Anti-Cyclin B1 | GNS-1 | 164Dy | Human, Mouse, Bovine | 25 Tests | <a href="https://fluidigm.my.salesforce.com/sfc/p/700000009DAw/a/4u0000019iJR/Urr9Ibww2QEpYgtu1VOFzBHOBZAvPFgRATQ6rr_ckxY" target="_blank">PRD009-3164010B</a> | <a href="https://fluidigm.my.salesforce.com/sfc/p/700000009DAw/a/4u000001870w/XU6eX2YZtdejnAfGRls.mPHhJTPvhOp30R18ZV_Asw4" target="_blank">MSDS-3000000X</a> | various | Maxpar
CyTOF (Cytometry) | 3164011B | Anti-Mouse CD49b | HMα2 | 164Dy | Mouse | 100 Tests | <a href="https://fluidigm.my.salesforce.com/sfc/p/700000009DAw/a/4u0000019iJS/ZZhCV2RC9AcWbIrXDlmsUu2JHGqBFs_wrvayVfLs6uU" target="_blank">PRD009-3164011B</a> | <a href="https://fluidigm.my.salesforce.com/sfc/p/700000009DAw/a/4u000001870w/XU6eX2YZtdejnAfGRls.mPHhJTPvhOp30R18ZV_Asw4" target="_blank">MSDS-3000000X</a> | various | Maxpar
CyTOF (Cytometry) | 3164011C | Anti-Mouse CD49b | HMα2 | 164Dy | Mouse | 25 Tests | <a href="https://fluidigm.my.salesforce.com/sfc/p/700000009DAw/a/4u0000019iJS/ZZhCV2RC9AcWbIrXDlmsUu2JHGqBFs_wrvayVfLs6uU" target="_blank">PRD009-3164011B</a> | <a href="https://fluidigm.my.salesforce.com/sfc/p/700000009DAw/a/4u000001870w/XU6eX2YZtdejnAfGRls.mPHhJTPvhOp30R18ZV_Asw4" target="_blank">MSDS-3000000X</a> | various | Maxpar
CyTOF (Cytometry) | 3164013A | Anti-Mouse CD197/CCR7 | 4B12 | 164Dy | Mouse | 50 Tests | <a href="https://fluidigm.my.salesforce.com/sfc/p/700000009DAw/a/4u0000019iJT/5FCsBLBwdHmpcH.umQvkLPZ68O5H7bjwsIgc2BoQ6K8" target="_blank">PRD009-3164013A</a> | <a href="https://fluidigm.my.salesforce.com/sfc/p/700000009DAw/a/4u000001870w/XU6eX2YZtdejnAfGRls.mPHhJTPvhOp30R18ZV_Asw4" target="_blank">MSDS-3000000X</a> | various | Maxpar
CyTOF (Cytometry) | 3164013C | Anti-Mouse CD197/CCR7 | 4B12 | 164Dy | Mouse | 25 Tests | <a href="https://fluidigm.my.salesforce.com/sfc/p/700000009DAw/a/4u0000019iJT/5FCsBLBwdHmpcH.umQvkLPZ68O5H7bjwsIgc2BoQ6K8" target="_blank">PRD009-3164013A</a> | <a href="https://fluidigm.my.salesforce.com/sfc/p/700000009DAw/a/4u000001870w/XU6eX2YZtdejnAfGRls.mPHhJTPvhOp30R18ZV_Asw4" target="_blank">MSDS-3000000X</a> | various | Maxpar
CyTOF (Cytometry) | 3164014B | Anti-Mouse LAP/TGFβ | TW7-16B4 | 164Dy | Mouse | 100 Tests | <a href="https://fluidigm.my.salesforce.com/sfc/p/700000009DAw/a/4u0000019iJI/A72DZu6vkKAhuTqPegBVnhX.XytiQozXztgPCF49QKc" target="_blank">PRD009-3164014B</a> | <a href="https://fluidigm.my.salesforce.com/sfc/p/700000009DAw/a/4u000001870w/XU6eX2YZtdejnAfGRls.mPHhJTPvhOp30R18ZV_Asw4" target="_blank">MSDS-3000000X</a> | various | Maxpar
CyTOF (Cytometry) | 3164014C | Anti-Mouse LAP/TGFβ | TW7-16B4 | 164Dy | Mouse | 25 Tests | <a href="https://fluidigm.my.salesforce.com/sfc/p/700000009DAw/a/4u0000019iJI/A72DZu6vkKAhuTqPegBVnhX.XytiQozXztgPCF49QKc" target="_blank">PRD009-3164014B</a> | <a href="https://fluidigm.my.salesforce.com/sfc/p/700000009DAw/a/4u000001870w/XU6eX2YZtdejnAfGRls.mPHhJTPvhOp30R18ZV_Asw4" target="_blank">MSDS-3000000X</a> | various | Maxpar
CyTOF (Cytometry) | 3164015B | Anti-Human TdT | E17-1519 | 164Dy | Human | 100 Tests | <a href="https://fluidigm.my.salesforce.com/sfc/p/700000009DAw/a/4u0000019iJU/PeRP.H0TRXzaPTFVZBt8dqqNOm2V1sBmEM9oGFKOaQE" target="_blank">PRD009-3164015B</a> | <a href="https://fluidigm.my.salesforce.com/sfc/p/700000009DAw/a/4u000001870w/XU6eX2YZtdejnAfGRls.mPHhJTPvhOp30R18ZV_Asw4" target="_blank">MSDS-3000000X</a> | various | Maxpar
CyTOF (Cytometry) | 3164015C | Anti-Human TdT | E17-1519 | 164Dy | Human | 25 Tests | <a href="https://fluidigm.my.salesforce.com/sfc/p/700000009DAw/a/4u0000019iJU/PeRP.H0TRXzaPTFVZBt8dqqNOm2V1sBmEM9oGFKOaQE" target="_blank">PRD009-3164015B</a> | <a href="https://fluidigm.my.salesforce.com/sfc/p/700000009DAw/a/4u000001870w/XU6eX2YZtdejnAfGRls.mPHhJTPvhOp30R18ZV_Asw4" target="_blank">MSDS-3000000X</a> | various | Maxpar
CyTOF (Cytometry) | 3164017B | Anti-Human Siglec 8 | 7C9 | 164Dy | Human | 100 Tests | <a href="https://fluidigm.my.salesforce.com/sfc/p/700000009DAw/a/4u0000019iJV/__jA03VsUsz9Yl0lT7JFkQhVcPr1v6uIwMRfZWG3m34" target="_blank">PRD009-3164017B</a> | <a href="https://fluidigm.my.salesforce.com/sfc/p/700000009DAw/a/4u000001870w/XU6eX2YZtdejnAfGRls.mPHhJTPvhOp30R18ZV_Asw4" target="_blank">MSDS-3000000X</a> | various | Maxpar
CyTOF (Cytometry) | 3164017C | Anti-Human Siglec 8 | 7C9 | 164Dy | Human | 25 Tests | <a href="https://fluidigm.my.salesforce.com/sfc/p/700000009DAw/a/4u0000019iJV/__jA03VsUsz9Yl0lT7JFkQhVcPr1v6uIwMRfZWG3m34" target="_blank">PRD009-3164017B</a> | <a href="https://fluidigm.my.salesforce.com/sfc/p/700000009DAw/a/4u000001870w/XU6eX2YZtdejnAfGRls.mPHhJTPvhOp30R18ZV_Asw4" target="_blank">MSDS-3000000X</a> | various | Maxpar
CyTOF (Cytometry) | 3164018B | Anti-Human CD23 | EBVCS-5 | 164Dy | Human | 100 Tests | <a href="https://fluidigm.my.salesforce.com/sfc/p/700000009DAw/a/4u0000019iJD/CTeB5TiTSmqi63xLQ9fLyzZeW5D5ge2OAc4XZLsr1AM" target="_blank">PRD009-3164018B</a> | <a href="https://fluidigm.my.salesforce.com/sfc/p/700000009DAw/a/4u000001870w/XU6eX2YZtdejnAfGRls.mPHhJTPvhOp30R18ZV_Asw4" target="_blank">MSDS-3000000X</a> | various | Maxpar
CyTOF (Cytometry) | 3164018C | Anti-Human CD23 | EBVCS-5 | 164Dy | Human | 25 Tests | <a href="https://fluidigm.my.salesforce.com/sfc/p/700000009DAw/a/4u0000019iJD/CTeB5TiTSmqi63xLQ9fLyzZeW5D5ge2OAc4XZLsr1AM" target="_blank">PRD009-3164018B</a> | <a href="https://fluidigm.my.salesforce.com/sfc/p/700000009DAw/a/4u000001870w/XU6eX2YZtdejnAfGRls.mPHhJTPvhOp30R18ZV_Asw4" target="_blank">MSDS-3000000X</a> | various | Maxpar
CyTOF (Cytometry) | 3164020A | Anti-Cytokeratin 7 | RCK105 | 164Dy | Human, Mouse, Rat, Hamster, Pig, Do | 50 Tests | <a href="https://fluidigm.my.salesforce.com/sfc/p/700000009DAw/a/4u0000019iJW/TXQP40Bae5KUJkQbhX25FaKY5Po0iHv05ArcQ8GnH7g" target="_blank">PRD009-3164020A</a> | <a href="https://fluidigm.my.salesforce.com/sfc/p/700000009DAw/a/4u000001870w/XU6eX2YZtdejnAfGRls.mPHhJTPvhOp30R18ZV_Asw4" target="_blank">MSDS-3000000X</a> | various | Maxpar
CyTOF (Cytometry) | 3164020C | Anti-Cytokeratin 7 | RCK105 | 164Dy | Human, Mouse, Rat, Hamster, Pig, Do | 25 Tests | <a href="https://fluidigm.my.salesforce.com/sfc/p/700000009DAw/a/4u0000019iJW/TXQP40Bae5KUJkQbhX25FaKY5Po0iHv05ArcQ8GnH7g" target="_blank">PRD009-3164020B</a> | <a href="https://fluidigm.my.salesforce.com/sfc/p/700000009DAw/a/4u000001870w/XU6eX2YZtdejnAfGRls.mPHhJTPvhOp30R18ZV_Asw4" target="_blank">MSDS-3000000X</a> | various | Maxpar
CyTOF (Cytometry) | 3164022B | Anti-Human CD166 | 3A6 | 164Dy | Human, African Green, Baboon, Cynomolgus, Rhesus | 100 Tests | <a href="https://fluidigm.my.salesforce.com/sfc/p/700000009DAw/a/4u0000019iJb/_FWrCqdI6nmx2c318coVsw.Mei_0FmpZZkwxsUeWmDc" target="_blank">PRD009-3164022B</a> | <a href="https://fluidigm.my.salesforce.com/sfc/p/700000009DAw/a/4u000001870w/XU6eX2YZtdejnAfGRls.mPHhJTPvhOp30R18ZV_Asw4" target="_blank">MSDS-3000000X</a> | various | Maxpar
CyTOF (Cytometry) | 3164022C | Anti-Human CD166 | 3A6 | 164Dy | Human, African Green, Baboon, Cynomolgus, Rhesus | 25 Tests | <a href="https://fluidigm.my.salesforce.com/sfc/p/700000009DAw/a/4u0000019iJb/_FWrCqdI6nmx2c318coVsw.Mei_0FmpZZkwxsUeWmDc" target="_blank">PRD009-3164022B</a> | <a href="https://fluidigm.my.salesforce.com/sfc/p/700000009DAw/a/4u000001870w/XU6eX2YZtdejnAfGRls.mPHhJTPvhOp30R18ZV_Asw4" target="_blank">MSDS-3000000X</a> | various | Maxpar
CyTOF (Cytometry) | 3164023B | Anti-Mouse CX3CR1 | SA011F11 | 164Dy | Mouse | 100 Tests | <a href="https://fluidigm.my.salesforce.com/sfc/p/700000009DAw/a/4u0000019iJJ/z3vC2RztjA5_xJ47.kqdS58dJCq19SpQ8OC5zc_84zQ" target="_blank">PRD009-3164023B</a> | <a href="https://fluidigm.my.salesforce.com/sfc/p/700000009DAw/a/4u000001870w/XU6eX2YZtdejnAfGRls.mPHhJTPvhOp30R18ZV_Asw4" target="_blank">MSDS-3000000X</a> | various | Maxpar
CyTOF (Cytometry) | 3164023C | Anti-Mouse CX3CR1 | SA011F11 | 164Dy | Mouse | 25 Tests | <a href="https://fluidigm.my.salesforce.com/sfc/p/700000009DAw/a/4u0000019iJJ/z3vC2RztjA5_xJ47.kqdS58dJCq19SpQ8OC5zc_84zQ" target="_blank">PRD009-3164023B</a> | <a href="https://fluidigm.my.salesforce.com/sfc/p/700000009DAw/a/4u000001870w/XU6eX2YZtdejnAfGRls.mPHhJTPvhOp30R18ZV_Asw4" target="_blank">MSDS-3000000X</a> | various | Maxpar
CyTOF (Cytometry) | 3164029B | Anti-Human CD185/CXCR5 | RF8B2 | 164Dy | Human | 100 Tests | <a href="https://fluidigm.my.salesforce.com/sfc/p/700000009DAw/a/4u0000019iJg/7PEP16N8Ueas0iu8_NY_Ws3o5hyrZUioW4a3XOqUwCU" target="_blank">PRD009-3164029B</a> | <a href="https://fluidigm.my.salesforce.com/sfc/p/700000009DAw/a/4u000001870w/XU6eX2YZtdejnAfGRls.mPHhJTPvhOp30R18ZV_Asw4" target="_blank">MSDS-3000000X</a> | various | Maxpar
CyTOF (Cytometry) | 3164029C | Anti-Human CD185/CXCR5 | RF8B2 | 164Dy | Human | 25 Tests | <a href="https://fluidigm.my.salesforce.com/sfc/p/700000009DAw/a/4u0000019iJg/7PEP16N8Ueas0iu8_NY_Ws3o5hyrZUioW4a3XOqUwCU" target="_blank">PRD009-3164029B</a> | <a href="https://fluidigm.my.salesforce.com/sfc/p/700000009DAw/a/4u000001870w/XU6eX2YZtdejnAfGRls.mPHhJTPvhOp30R18ZV_Asw4" target="_blank">MSDS-3000000X</a> | various | Maxpar
CyTOF (Cytometry) | 3164030B | Anti-Human Arginase I | 14D2C43 | 164Dy | Human | 100 Tests | <a href="https://fluidigm.my.salesforce.com/sfc/p/700000009DAw/a/4u0000019iJN/Swt9ZveXvADaUePGY4ZggOgrnmgQZn9d3Y6FLgsuriY" target="_blank">PRD009-3164030B</a> | <a href="https://fluidigm.my.salesforce.com/sfc/p/700000009DAw/a/4u000001870w/XU6eX2YZtdejnAfGRls.mPHhJTPvhOp30R18ZV_Asw4" target="_blank">MSDS-3000000X</a> | various | Maxpar
CyTOF (Cytometry) | 3164030C | Anti-Human Arginase I | 14D2C43 | 164Dy | Human | 25 Tests | <a href="https://fluidigm.my.salesforce.com/sfc/p/700000009DAw/a/4u0000019iJN/Swt9ZveXvADaUePGY4ZggOgrnmgQZn9d3Y6FLgsuriY" target="_blank">PRD009-3164030B</a> | <a href="https://fluidigm.my.salesforce.com/sfc/p/700000009DAw/a/4u000001870w/XU6eX2YZtdejnAfGRls.mPHhJTPvhOp30R18ZV_Asw4" target="_blank">MSDS-3000000X</a> | various | Maxpar
CyTOF (Cytometry) | 3165001B | Anti-Human CD16 | 3G8 | 165Ho | Human, Cynomolgus Macaque, Rhesus Macaque, African Green, Baboon, Capuchin Monkey, Chimpanzee, Common Marmoset, Pigtailed Macaque, Sooty Mangabey, Squirrel Monkey | 100 Tests | <a href="https://fluidigm.my.salesforce.com/sfc/p/700000009DAw/a/4u0000019iJl/9PLKNshM1ruT_TeOGGVv19zkEpZLmBQw3LIq_9qMO1U" target="_blank">PRD009-3165001B</a> | <a href="https://fluidigm.my.salesforce.com/sfc/p/700000009DAw/a/4u000001870w/XU6eX2YZtdejnAfGRls.mPHhJTPvhOp30R18ZV_Asw4" target="_blank">MSDS-3000000X</a> | various | Maxpar
CyTOF (Cytometry) | 3165001C | Anti-Human CD16 | 3G8 | 165Ho | Human, Cynomolgus Macaque, Rhesus Macaque, African Green, Baboon, Capuchin Monkey, Chimpanzee, Common Marmoset, Pigtailed Macaque, Sooty Mangabey, Squirrel Monkey | 25 Tests | <a href="https://fluidigm.my.salesforce.com/sfc/p/700000009DAw/a/4u0000019iJl/9PLKNshM1ruT_TeOGGVv19zkEpZLmBQw3LIq_9qMO1U" target="_blank">PRD009-3165001B</a> | <a href="https://fluidigm.my.salesforce.com/sfc/p/700000009DAw/a/4u000001870w/XU6eX2YZtdejnAfGRls.mPHhJTPvhOp30R18ZV_Asw4" target="_blank">MSDS-3000000X</a> | various | Maxpar
CyTOF (Cytometry) | 3165002B | Anti-Human IFNγ | B27 | 165Ho | Human,Chimpanzee, Baboon, Cynomolgus, Rhesus, Pigtailed Macaque, African Green, Sooty Mangabey | 100 Tests | <a href="https://fluidigm.my.salesforce.com/sfc/p/700000009DAw/a/4u0000019iJq/zSfpEjtLds4o2Dc_IW6gEokQV1csxwDlssHDtFFRIsI" target="_blank">PRD009-3165002B</a> | <a href="https://fluidigm.my.salesforce.com/sfc/p/700000009DAw/a/4u000001870w/XU6eX2YZtdejnAfGRls.mPHhJTPvhOp30R18ZV_Asw4" target="_blank">MSDS-3000000X</a> | various | Maxpar
CyTOF (Cytometry) | 3165002C | Anti-Human IFNγ | B27 | 165Ho | Human,Chimpanzee, Baboon, Cynomolgus, Rhesus, Pigtailed Macaque, African Green, Sooty Mangabey | 25 Tests | <a href="https://fluidigm.my.salesforce.com/sfc/p/700000009DAw/a/4u0000019iJq/zSfpEjtLds4o2Dc_IW6gEokQV1csxwDlssHDtFFRIsI" target="_blank">PRD009-3165002B</a> | <a href="https://fluidigm.my.salesforce.com/sfc/p/700000009DAw/a/4u000001870w/XU6eX2YZtdejnAfGRls.mPHhJTPvhOp30R18ZV_Asw4" target="_blank">MSDS-3000000X</a> | various | Maxpar
CyTOF (Cytometry) | 3165003B | Anti-Mouse IFNγ | XMG1.2 | 165Ho | Mouse | 100 Tests | <a href="https://fluidigm.my.salesforce.com/sfc/p/700000009DAw/a/4u0000019iJm/vvgzMp2j_n5magOFq.yrfskoeBcABZmto1StmQkroY0" target="_blank">PRD009-3165003B</a> | <a href="https://fluidigm.my.salesforce.com/sfc/p/700000009DAw/a/4u000001870w/XU6eX2YZtdejnAfGRls.mPHhJTPvhOp30R18ZV_Asw4" target="_blank">MSDS-3000000X</a> | various | Maxpar
CyTOF (Cytometry) | 3165003C | Anti-Mouse IFNγ | XMG1.2 | 165Ho | Mouse | 25 Tests | <a href="https://fluidigm.my.salesforce.com/sfc/p/700000009DAw/a/4u0000019iJm/vvgzMp2j_n5magOFq.yrfskoeBcABZmto1StmQkroY0" target="_blank">PRD009-3165003B</a> | <a href="https://fluidigm.my.salesforce.com/sfc/p/700000009DAw/a/4u000001870w/XU6eX2YZtdejnAfGRls.mPHhJTPvhOp30R18ZV_Asw4" target="_blank">MSDS-3000000X</a> | various | Maxpar
CyTOF (Cytometry) | 3165005B | Anti-Human CD40 | 5C3 | 165Ho | Human, Baboon, Chimpanzee, Cynomolgus Macaque, Rhesus Macaque, Squirrel Monkey | 100 Tests | <a href="https://fluidigm.my.salesforce.com/sfc/p/700000009DAw/a/4u0000019iJr/q0h0y3q7Urvy2D5chdcB_myFdd8qy__AnMGmJLpIqMU" target="_blank">PRD009-3165005B</a> | <a href="https://fluidigm.my.salesforce.com/sfc/p/700000009DAw/a/4u000001870w/XU6eX2YZtdejnAfGRls.mPHhJTPvhOp30R18ZV_Asw4" target="_blank">MSDS-3000000X</a> | various | Maxpar
CyTOF (Cytometry) | 3165005C | Anti-Human CD40 | 5C3 | 165Ho | Human, Baboon, Chimpanzee, Cynomolgus Macaque, Rhesus Macaque, Squirrel Monkey | 25 Tests | <a href="https://fluidigm.my.salesforce.com/sfc/p/700000009DAw/a/4u0000019iJr/q0h0y3q7Urvy2D5chdcB_myFdd8qy__AnMGmJLpIqMU" target="_blank">PRD009-3165005B</a> | <a href="https://fluidigm.my.salesforce.com/sfc/p/700000009DAw/a/4u000001870w/XU6eX2YZtdejnAfGRls.mPHhJTPvhOp30R18ZV_Asw4" target="_blank">MSDS-3000000X</a> | various | Maxpar
CyTOF (Cytometry) | 3165006B | Anti-Human Notch3 | MHN3-21 | 165Ho | Human | 100 Tests | <a href="https://fluidigm.my.salesforce.com/sfc/p/700000009DAw/a/4u0000019iJv/SqJEdKIqZaG4cj.VtwGR10aaAV3Zc6TWrrz2xTOP8TI" target="_blank">PRD009-3165006B</a> | <a href="https://fluidigm.my.salesforce.com/sfc/p/700000009DAw/a/4u000001870w/XU6eX2YZtdejnAfGRls.mPHhJTPvhOp30R18ZV_Asw4" target="_blank">MSDS-3000000X</a> | various | Maxpar
CyTOF (Cytometry) | 3165006C | Anti-Human Notch3 | MHN3-21 | 165Ho | Human | 25 Tests | <a href="https://fluidigm.my.salesforce.com/sfc/p/700000009DAw/a/4u0000019iJv/SqJEdKIqZaG4cj.VtwGR10aaAV3Zc6TWrrz2xTOP8TI" target="_blank">PRD009-3165006B</a> | <a href="https://fluidigm.my.salesforce.com/sfc/p/700000009DAw/a/4u000001870w/XU6eX2YZtdejnAfGRls.mPHhJTPvhOp30R18ZV_Asw4" target="_blank">MSDS-3000000X</a> | various | Maxpar
CyTOF (Cytometry) | 3165007B | Anti-Human CD16 | B73.1 | 165Ho | Human | 100 Tests | <a href="https://fluidigm.my.salesforce.com/sfc/p/700000009DAw/a/4u0000019iJK/f26YvqbBiUfK88gIS1WLtvruvYM4f2MgdCkCLaYxA0w" target="_blank">PRD009-3165007B</a> | <a href="https://fluidigm.my.salesforce.com/sfc/p/700000009DAw/a/4u000001870w/XU6eX2YZtdejnAfGRls.mPHhJTPvhOp30R18ZV_Asw4" target="_blank">MSDS-3000000X</a> | various | Maxpar
CyTOF (Cytometry) | 3165007C | Anti-Human CD16 | B73.1 | 165Ho | Human | 25 Tests | <a href="https://fluidigm.my.salesforce.com/sfc/p/700000009DAw/a/4u0000019iJK/f26YvqbBiUfK88gIS1WLtvruvYM4f2MgdCkCLaYxA0w" target="_blank">PRD009-3165007B</a> | <a href="https://fluidigm.my.salesforce.com/sfc/p/700000009DAw/a/4u000001870w/XU6eX2YZtdejnAfGRls.mPHhJTPvhOp30R18ZV_Asw4" target="_blank">MSDS-3000000X</a> | various | Maxpar
CyTOF (Cytometry) | 3165008B | Anti-Human CD127/IL-7Rα | A019D5 | 165Ho | Human, African Green, Baboon, Cynomolgus Macaque, Rhesus Macaque | 100 Tests | <a href="https://fluidigm.my.salesforce.com/sfc/p/700000009DAw/a/4u0000019iJE/aat.1li1zSiK0onDrUIgo7Jb.Jz590mDnPL1z65Ypek" target="_blank">PRD009-3165008B</a> | <a href="https://fluidigm.my.salesforce.com/sfc/p/700000009DAw/a/4u000001870w/XU6eX2YZtdejnAfGRls.mPHhJTPvhOp30R18ZV_Asw4" target="_blank">MSDS-3000000X</a> | various | Maxpar
CyTOF (Cytometry) | 3165008C | Anti-Human CD127/IL-7Rα | A019D5 | 165Ho | Human, African Green, Baboon, Cynomolgus Macaque, Rhesus Macaque | 25 Tests | <a href="https://fluidigm.my.salesforce.com/sfc/p/700000009DAw/a/4u0000019iJE/aat.1li1zSiK0onDrUIgo7Jb.Jz590mDnPL1z65Ypek" target="_blank">PRD009-3165008B</a> | <a href="https://fluidigm.my.salesforce.com/sfc/p/700000009DAw/a/4u000001870w/XU6eX2YZtdejnAfGRls.mPHhJTPvhOp30R18ZV_Asw4" target="_blank">MSDS-3000000X</a> | various | Maxpar
CyTOF (Cytometry) | 3165009A | Anti-pCREB | 87G3 | 165Ho | Human, Rat, Mouse | 50 Tests | <a href="https://fluidigm.my.salesforce.com/sfc/p/700000009DAw/a/4u0000019iJX/fBGrLnPqeyvMD.p7_jYO6hhw4k5RZAtUKCG0dvJtfrc" target="_blank">PRD009-3165009A</a> | <a href="https://fluidigm.my.salesforce.com/sfc/p/700000009DAw/a/4u000001870w/XU6eX2YZtdejnAfGRls.mPHhJTPvhOp30R18ZV_Asw4" target="_blank">MSDS-3000000X</a> | various | Maxpar
CyTOF (Cytometry) | 3165009C | Anti-pCREB | 87G3 | 165Ho | Human, Rat, Mouse | 25 Tests | <a href="https://fluidigm.my.salesforce.com/sfc/p/700000009DAw/a/4u0000019iJX/fBGrLnPqeyvMD.p7_jYO6hhw4k5RZAtUKCG0dvJtfrc" target="_blank">PRD009-3165009B</a> | <a href="https://fluidigm.my.salesforce.com/sfc/p/700000009DAw/a/4u000001870w/XU6eX2YZtdejnAfGRls.mPHhJTPvhOp30R18ZV_Asw4" target="_blank">MSDS-3000000X</a> | various | Maxpar
CyTOF (Cytometry) | 3165010B | Anti-Human CD61 | VI-PL2 | 165Ho | Human, African Green, Baboon, Cynomolgus, Rhesus | 100 Tests | <a href="https://fluidigm.my.salesforce.com/sfc/p/700000009DAw/a/4u0000019iK0/zSAatW4tc7u8Plc1exC9nT0Nqch6aOH4pB7jh.Mthrw" target="_blank">PRD009-3165010B</a> | <a href="https://fluidigm.my.salesforce.com/sfc/p/700000009DAw/a/4u000001870w/XU6eX2YZtdejnAfGRls.mPHhJTPvhOp30R18ZV_Asw4" target="_blank">MSDS-3000000X</a> | various | Maxpar
CyTOF (Cytometry) | 3165010C | Anti-Human CD61 | VI-PL2 | 165Ho | Human, African Green, Baboon, Cynomolgus, Rhesus | 25 Tests | <a href="https://fluidigm.my.salesforce.com/sfc/p/700000009DAw/a/4u0000019iK0/zSAatW4tc7u8Plc1exC9nT0Nqch6aOH4pB7jh.Mthrw" target="_blank">PRD009-3165010B</a> | <a href="https://fluidigm.my.salesforce.com/sfc/p/700000009DAw/a/4u000001870w/XU6eX2YZtdejnAfGRls.mPHhJTPvhOp30R18ZV_Asw4" target="_blank">MSDS-3000000X</a> | various | Maxpar
CyTOF (Cytometry) | 3165011B | Anti-Human CD45RO | UCHL1 | 165Ho | Human, Chimpanzee, Cynomolgus Macaque, Common Marmoset | 100 Tests | <a href="https://fluidigm.my.salesforce.com/sfc/p/700000009DAw/a/4u0000019iK5/f6NLG50qw84PVNr.tnQ5b1gj7onLSxwpugjm6l8gvSk" target="_blank">PRD009-3165011B</a> | <a href="https://fluidigm.my.salesforce.com/sfc/p/700000009DAw/a/4u000001870w/XU6eX2YZtdejnAfGRls.mPHhJTPvhOp30R18ZV_Asw4" target="_blank">MSDS-3000000X</a> | various | Maxpar
CyTOF (Cytometry) | 3165011C | Anti-Human CD45RO | UCHL1 | 165Ho | Human, Chimpanzee, Cynomolgus Macaque, Common Marmoset | 25 Tests | <a href="https://fluidigm.my.salesforce.com/sfc/p/700000009DAw/a/4u0000019iK5/f6NLG50qw84PVNr.tnQ5b1gj7onLSxwpugjm6l8gvSk" target="_blank">PRD009-3165011B</a> | <a href="https://fluidigm.my.salesforce.com/sfc/p/700000009DAw/a/4u000001870w/XU6eX2YZtdejnAfGRls.mPHhJTPvhOp30R18ZV_Asw4" target="_blank">MSDS-3000000X</a> | various | Maxpar
CyTOF (Cytometry) | 3165012B | Anti-Biotin | 1D4-C5 | 165Ho | All species | 100 Tests | <a href="https://fluidigm.my.salesforce.com/sfc/p/700000009DAw/a/4u0000019iKA/BIhmxyq6.bMmAVfjkEySbMjB0EGdRzlNRN1QlRqjK5c" target="_blank">PRD009-3165012B</a> | <a href="https://fluidigm.my.salesforce.com/sfc/p/700000009DAw/a/4u000001870w/XU6eX2YZtdejnAfGRls.mPHhJTPvhOp30R18ZV_Asw4" target="_blank">MSDS-3000000X</a> | various | Maxpar
CyTOF (Cytometry) | 3165012C | Anti-Biotin | 1D4-C5 | 165Ho | All species | 25 Tests | <a href="https://fluidigm.my.salesforce.com/sfc/p/700000009DAw/a/4u0000019iKA/BIhmxyq6.bMmAVfjkEySbMjB0EGdRzlNRN1QlRqjK5c" target="_blank">PRD009-3165012B</a> | <a href="https://fluidigm.my.salesforce.com/sfc/p/700000009DAw/a/4u000001870w/XU6eX2YZtdejnAfGRls.mPHhJTPvhOp30R18ZV_Asw4" target="_blank">MSDS-3000000X</a> | various | Maxpar
CyTOF (Cytometry) | 3165013B | Anti-Mouse CD31/PECAM-1 | 390 | 165Ho | Mouse | 100 Tests | <a href="https://fluidigm.my.salesforce.com/sfc/p/700000009DAw/a/4u0000019iKF/osz1OS1KZR7nVh.3jzHKOj6wayO3dmzi6BKvIc.J9xM" target="_blank">PRD009-3165013B</a> | <a href="https://fluidigm.my.salesforce.com/sfc/p/700000009DAw/a/4u000001870w/XU6eX2YZtdejnAfGRls.mPHhJTPvhOp30R18ZV_Asw4" target="_blank">MSDS-3000000X</a> | various | Maxpar
CyTOF (Cytometry) | 3165013C | Anti-Mouse CD31/PECAM-1 | 390 | 165Ho | Mouse | 25 Tests | <a href="https://fluidigm.my.salesforce.com/sfc/p/700000009DAw/a/4u0000019iKF/osz1OS1KZR7nVh.3jzHKOj6wayO3dmzi6BKvIc.J9xM" target="_blank">PRD009-3165013B</a> | <a href="https://fluidigm.my.salesforce.com/sfc/p/700000009DAw/a/4u000001870w/XU6eX2YZtdejnAfGRls.mPHhJTPvhOp30R18ZV_Asw4" target="_blank">MSDS-3000000X</a> | various | Maxpar
CyTOF (Cytometry) | 3165014B | Anti-Mouse CD326/EpCAM | G8.8 | 165Ho | Mouse | 100 Tests | <a href="https://fluidigm.my.salesforce.com/sfc/p/700000009DAw/a/4u0000019iKK/Veqsggh1w_I5HEuCVA.dc2GlaSomeiXacYLB1dr03Pc" target="_blank">PRD009-3165014B</a> | <a href="https://fluidigm.my.salesforce.com/sfc/p/700000009DAw/a/4u000001870w/XU6eX2YZtdejnAfGRls.mPHhJTPvhOp30R18ZV_Asw4" target="_blank">MSDS-3000000X</a> | various | Maxpar
CyTOF (Cytometry) | 3165014C | Anti-Mouse CD326/EpCAM | G8.8 | 165Ho | Mouse | 25 Tests | <a href="https://fluidigm.my.salesforce.com/sfc/p/700000009DAw/a/4u0000019iKK/Veqsggh1w_I5HEuCVA.dc2GlaSomeiXacYLB1dr03Pc" target="_blank">PRD009-3165014B</a> | <a href="https://fluidigm.my.salesforce.com/sfc/p/700000009DAw/a/4u000001870w/XU6eX2YZtdejnAfGRls.mPHhJTPvhOp30R18ZV_Asw4" target="_blank">MSDS-3000000X</a> | various | Maxpar
CyTOF (Cytometry) | 3165015B | Anti-PE | PE001 | 165Ho | Cross | 100 Tests | <a href="https://fluidigm.my.salesforce.com/sfc/p/700000009DAw/a/4u0000019iK6/cQ7nJSciTMaitP8SQVfoPzuwWhcp.qfl.7QRDjtPGx8" target="_blank">PRD009-3165015B</a> | <a href="https://fluidigm.my.salesforce.com/sfc/p/700000009DAw/a/4u000001870w/XU6eX2YZtdejnAfGRls.mPHhJTPvhOp30R18ZV_Asw4" target="_blank">MSDS-3000000X</a> | various | Maxpar
CyTOF (Cytometry) | 3165015C | Anti-PE | PE001 | 165Ho | Cross | 25 Tests | <a href="https://fluidigm.my.salesforce.com/sfc/p/700000009DAw/a/4u0000019iK6/cQ7nJSciTMaitP8SQVfoPzuwWhcp.qfl.7QRDjtPGx8" target="_blank">PRD009-3165015B</a> | <a href="https://fluidigm.my.salesforce.com/sfc/p/700000009DAw/a/4u000001870w/XU6eX2YZtdejnAfGRls.mPHhJTPvhOp30R18ZV_Asw4" target="_blank">MSDS-3000000X</a> | various | Maxpar
CyTOF (Cytometry) | 3165017B | Anti-Human CD163 | GHI/61 | 165Ho | Human, African Green, Cynomolgus, Rhesus | 100 Tests | <a href="https://fluidigm.my.salesforce.com/sfc/p/700000009DAw/a/4u0000019iK1/EsyAyTR9Qp1yAtBvLusHe0WRKGMclGBJxkUfh7p3dFs" target="_blank">PRD009-3165017B</a> | <a href="https://fluidigm.my.salesforce.com/sfc/p/700000009DAw/a/4u000001870w/XU6eX2YZtdejnAfGRls.mPHhJTPvhOp30R18ZV_Asw4" target="_blank">MSDS-3000000X</a> | various | Maxpar
CyTOF (Cytometry) | 3165017C | Anti-Human CD163 | GHI/61 | 165Ho | Human, African Green, Cynomolgus, Rhesus | 25 Tests | <a href="https://fluidigm.my.salesforce.com/sfc/p/700000009DAw/a/4u0000019iK1/EsyAyTR9Qp1yAtBvLusHe0WRKGMclGBJxkUfh7p3dFs" target="_blank">PRD009-3165017B</a> | <a href="https://fluidigm.my.salesforce.com/sfc/p/700000009DAw/a/4u000001870w/XU6eX2YZtdejnAfGRls.mPHhJTPvhOp30R18ZV_Asw4" target="_blank">MSDS-3000000X</a> | various | Maxpar
CyTOF (Cytometry) | 3165018B | Anti-Mouse NK1.1 | PK136 | 165Ho | Mouse | 100 Tests | <a href="https://fluidigm.my.salesforce.com/sfc/p/700000009DAw/a/4u0000019iKP/yQMUxwL8JmNBdlLgkcbifOUZoKOf1gizSsC9r9Wm96A" target="_blank">PRD009-3165018B</a> | <a href="https://fluidigm.my.salesforce.com/sfc/p/700000009DAw/a/4u000001870w/XU6eX2YZtdejnAfGRls.mPHhJTPvhOp30R18ZV_Asw4" target="_blank">MSDS-3000000X</a> | various | Maxpar
CyTOF (Cytometry) | 3165018C | Anti-Mouse NK1.1 | PK136 | 165Ho | Mouse | 25 Tests | <a href="https://fluidigm.my.salesforce.com/sfc/p/700000009DAw/a/4u0000019iKP/yQMUxwL8JmNBdlLgkcbifOUZoKOf1gizSsC9r9Wm96A" target="_blank">PRD009-3165018B</a> | <a href="https://fluidigm.my.salesforce.com/sfc/p/700000009DAw/a/4u000001870w/XU6eX2YZtdejnAfGRls.mPHhJTPvhOp30R18ZV_Asw4" target="_blank">MSDS-3000000X</a> | various | Maxpar
CyTOF (Cytometry) | 3165020B | Anti-Mouse CD3e | 145-2C11 | 165Ho | Mouse | 100 Tests | <a href="https://fluidigm.my.salesforce.com/sfc/p/700000009DAw/a/4u0000019iKU/43cn7mVTcQjRD7n76TFa8ieHKWla6tJ3R9P5OF.x45Y" target="_blank">PRD009-3165020B</a> | <a href="https://fluidigm.my.salesforce.com/sfc/p/700000009DAw/a/4u000001870w/XU6eX2YZtdejnAfGRls.mPHhJTPvhOp30R18ZV_Asw4" target="_blank">MSDS-3000000X</a> | various | Maxpar
CyTOF (Cytometry) | 3165020C | Anti-Mouse CD3e | 145-2C11 | 165Ho | Mouse | 25 Tests | <a href="https://fluidigm.my.salesforce.com/sfc/p/700000009DAw/a/4u0000019iKU/43cn7mVTcQjRD7n76TFa8ieHKWla6tJ3R9P5OF.x45Y" target="_blank">PRD009-3165020B</a> | <a href="https://fluidigm.my.salesforce.com/sfc/p/700000009DAw/a/4u000001870w/XU6eX2YZtdejnAfGRls.mPHhJTPvhOp30R18ZV_Asw4" target="_blank">MSDS-3000000X</a> | various | Maxpar
CyTOF (Cytometry) | 3165023A | Anti-Human/Mouse Oct3/4 | 40/Oct-3 | 165Ho | Human, Mouse | 50 Tests | <a href="https://fluidigm.my.salesforce.com/sfc/p/700000009DAw/a/4u0000019iKZ/NIS4aEd1gstvdyPZEn4QHSvgEWo0B.vryM1pC0cgy_0" target="_blank">PRD009-3165023A</a> | <a href="https://fluidigm.my.salesforce.com/sfc/p/700000009DAw/a/4u000001870w/XU6eX2YZtdejnAfGRls.mPHhJTPvhOp30R18ZV_Asw4" target="_blank">MSDS-3000000X</a> | various | Maxpar
CyTOF (Cytometry) | 3165023C | Anti-Human/Mouse Oct3/4 | 40/Oct-3 | 165Ho | Human, Mouse | 25 Tests | <a href="https://fluidigm.my.salesforce.com/sfc/p/700000009DAw/a/4u0000019iKZ/NIS4aEd1gstvdyPZEn4QHSvgEWo0B.vryM1pC0cgy_0" target="_blank">PRD009-3165023B</a> | <a href="https://fluidigm.my.salesforce.com/sfc/p/700000009DAw/a/4u000001870w/XU6eX2YZtdejnAfGRls.mPHhJTPvhOp30R18ZV_Asw4" target="_blank">MSDS-3000000X</a> | various | Maxpar
CyTOF (Cytometry) | 3165024A | Anti-Mouse/Rat Foxp3 | FJK-16s | 165Ho | Mouse, Rat, Cow, Dog, Cat, Pig | 50 Tests | <a href="https://fluidigm.my.salesforce.com/sfc/p/700000009DAw/a/4u0000019iK2/ZnL.FAeRah_2JU7C4Cr2KnRRFynOxt0PXKiQLwvrSFw" target="_blank">PRD009-3165024A</a> | <a href="https://fluidigm.my.salesforce.com/sfc/p/700000009DAw/a/4u000001870w/XU6eX2YZtdejnAfGRls.mPHhJTPvhOp30R18ZV_Asw4" target="_blank">MSDS-3000000X</a> | various | Maxpar
CyTOF (Cytometry) | 3165024C | Anti-Mouse/Rat Foxp3 | FJK-16s | 165Ho | Mouse, Rat, Cow, Dog, Cat, Pig | 25 Tests | <a href="https://fluidigm.my.salesforce.com/sfc/p/700000009DAw/a/4u0000019iK2/ZnL.FAeRah_2JU7C4Cr2KnRRFynOxt0PXKiQLwvrSFw" target="_blank">PRD009-3165024B</a> | <a href="https://fluidigm.my.salesforce.com/sfc/p/700000009DAw/a/4u000001870w/XU6eX2YZtdejnAfGRls.mPHhJTPvhOp30R18ZV_Asw4" target="_blank">MSDS-3000000X</a> | various | Maxpar
CyTOF (Cytometry) | 3165025B | Anti-Human CD19 | HIB19 | 165Ho | Human, Chimpanzee | 100 Tests | <a href="https://fluidigm.my.salesforce.com/sfc/p/700000009DAw/a/4u0000019iK7/NbwOAYS_K7ShbJaJ08WzxLez3ud5p3pQxwengMhb4Ck" target="_blank">PRD009-3165025B</a> | <a href="https://fluidigm.my.salesforce.com/sfc/p/700000009DAw/a/4u000001870w/XU6eX2YZtdejnAfGRls.mPHhJTPvhOp30R18ZV_Asw4" target="_blank">MSDS-3000000X</a> | various | Maxpar
CyTOF (Cytometry) | 3165025C | Anti-Human CD19 | HIB19 | 165Ho | Human, Chimpanzee | 25 Tests | <a href="https://fluidigm.my.salesforce.com/sfc/p/700000009DAw/a/4u0000019iK7/NbwOAYS_K7ShbJaJ08WzxLez3ud5p3pQxwengMhb4Ck" target="_blank">PRD009-3165025B</a> | <a href="https://fluidigm.my.salesforce.com/sfc/p/700000009DAw/a/4u000001870w/XU6eX2YZtdejnAfGRls.mPHhJTPvhOp30R18ZV_Asw4" target="_blank">MSDS-3000000X</a> | various | Maxpar
CyTOF (Cytometry) | 3165026B | Anti-Human Notch2 | MHN2-25 | 165Ho | Human, African green | 100 Tests | <a href="https://fluidigm.my.salesforce.com/sfc/p/700000009DAw/a/4u0000019iK3/LIeLMhJWmRRE48Yftc67RkTBYbDemucaN5X.km7VmnU" target="_blank">PRD009-3165026B</a> | <a href="https://fluidigm.my.salesforce.com/sfc/p/700000009DAw/a/4u000001870w/XU6eX2YZtdejnAfGRls.mPHhJTPvhOp30R18ZV_Asw4" target="_blank">MSDS-3000000X</a> | various | Maxpar
CyTOF (Cytometry) | 3165026C | Anti-Human Notch2 | MHN2-25 | 165Ho | Human, African green | 25 Tests | <a href="https://fluidigm.my.salesforce.com/sfc/p/700000009DAw/a/4u0000019iK3/LIeLMhJWmRRE48Yftc67RkTBYbDemucaN5X.km7VmnU" target="_blank">PRD009-3165026B</a> | <a href="https://fluidigm.my.salesforce.com/sfc/p/700000009DAw/a/4u000001870w/XU6eX2YZtdejnAfGRls.mPHhJTPvhOp30R18ZV_Asw4" target="_blank">MSDS-3000000X</a> | various | Maxpar
CyTOF (Cytometry) | 3165027A | Anti-non-phospho (active) β-Catenin | D13A1 | 165Ho | Rat, Mouse, Human, Guinea Pig, Monkey | 50 Tests | <a href="https://fluidigm.my.salesforce.com/sfc/p/700000009DAw/a/4u0000019iKB/hP2B9KXryi81Nijy7rNUwAaQrO7k_JTlDflkXyVJc0c" target="_blank">PRD009-3165027A</a> | <a href="https://fluidigm.my.salesforce.com/sfc/p/700000009DAw/a/4u000001870w/XU6eX2YZtdejnAfGRls.mPHhJTPvhOp30R18ZV_Asw4" target="_blank">MSDS-3000000X</a> | various | Maxpar
CyTOF (Cytometry) | 3165027C | Anti-non-phospho (active) β-Catenin | D13A1 | 165Ho | Rat, Mouse, Human, Guinea Pig, Monkey | 25 Tests | <a href="https://fluidigm.my.salesforce.com/sfc/p/700000009DAw/a/4u0000019iKB/hP2B9KXryi81Nijy7rNUwAaQrO7k_JTlDflkXyVJc0c" target="_blank">PRD009-3165027B</a> | <a href="https://fluidigm.my.salesforce.com/sfc/p/700000009DAw/a/4u000001870w/XU6eX2YZtdejnAfGRls.mPHhJTPvhOp30R18ZV_Asw4" target="_blank">MSDS-3000000X</a> | various | Maxpar
CyTOF (Cytometry) | 3165029B | Anti-Human CD101 | BB27 | 165Ho | Human, African Green, Baboon, Cynomolgus, Rhesus | 100 Tests | <a href="https://fluidigm.my.salesforce.com/sfc/p/700000009DAw/a/4u0000019iKe/0aE8kVQCrDrrcKVuDTKs64z8Emm31qd7CrU0RpE5GFI" target="_blank">PRD009-3165029B</a> | <a href="https://fluidigm.my.salesforce.com/sfc/p/700000009DAw/a/4u000001870w/XU6eX2YZtdejnAfGRls.mPHhJTPvhOp30R18ZV_Asw4" target="_blank">MSDS-3000000X</a> | various | Maxpar
CyTOF (Cytometry) | 3165029C | Anti-Human CD101 | BB27 | 165Ho | Human, African Green, Baboon, Cynomolgus, Rhesus | 25 Tests | <a href="https://fluidigm.my.salesforce.com/sfc/p/700000009DAw/a/4u0000019iKe/0aE8kVQCrDrrcKVuDTKs64z8Emm31qd7CrU0RpE5GFI" target="_blank">PRD009-3165029B</a> | <a href="https://fluidigm.my.salesforce.com/sfc/p/700000009DAw/a/4u000001870w/XU6eX2YZtdejnAfGRls.mPHhJTPvhOp30R18ZV_Asw4" target="_blank">MSDS-3000000X</a> | various | Maxpar
CyTOF (Cytometry) | 3165037B | Anti-Human CD223/LAG-3 | 11C3C65 | 165Ho | Human | 100 Tests | <a href="https://fluidigm.my.salesforce.com/sfc/p/700000009DAw/a/4u0000019iKj/FQYknXrSailpCFnArc5M_a8Va0XoSXanmTaBtl6Ozrs" target="_blank">PRD009-3165037B</a> | <a href="https://fluidigm.my.salesforce.com/sfc/p/700000009DAw/a/4u000001870w/XU6eX2YZtdejnAfGRls.mPHhJTPvhOp30R18ZV_Asw4" target="_blank">MSDS-3000000X</a> | various | Maxpar
CyTOF (Cytometry) | 3165037C | Anti-Human CD223/LAG-3 | 11C3C65 | 165Ho | Human | 25 Tests | <a href="https://fluidigm.my.salesforce.com/sfc/p/700000009DAw/a/4u0000019iKj/FQYknXrSailpCFnArc5M_a8Va0XoSXanmTaBtl6Ozrs" target="_blank">PRD009-3165037B</a> | <a href="https://fluidigm.my.salesforce.com/sfc/p/700000009DAw/a/4u000001870w/XU6eX2YZtdejnAfGRls.mPHhJTPvhOp30R18ZV_Asw4" target="_blank">MSDS-3000000X</a> | various | Maxpar
CyTOF (Cytometry) | 3165042B | Anti-Human CD279/PD-1 | EH12.2H7 | 165Ho | Human, Cynomolgus Macaque, Rhesus Macaque, Chimpanzee, Squirrel Monkey, Common Marmoset, Baboon, African Green Monkey | 100 Tests | <a href="https://fluidigm.my.salesforce.com/sfc/p/700000009DAw/a/4u000000Mz1P/ripDdycAfNwGd3y9N1UrMg78dD8fs_sLFeq_YCwcJ7Q" target="_blank">PRD009-3165042B</a> | <a href="https://fluidigm.my.salesforce.com/sfc/p/700000009DAw/a/4u000001870w/XU6eX2YZtdejnAfGRls.mPHhJTPvhOp30R18ZV_Asw4" target="_blank">MSDS-3000000X</a> | various | Maxpar
CyTOF (Cytometry) | 3165042C | Anti-Human CD279/PD-1 | EH12.2H7 | 165Ho | Human, Cynomolgus Macaque, Rhesus Macaque, Chimpanzee, Squirrel Monkey, Common Marmoset, Baboon, African Green Monkey | 25 Tests | <a href="https://fluidigm.my.salesforce.com/sfc/p/700000009DAw/a/4u000000Mz1P/ripDdycAfNwGd3y9N1UrMg78dD8fs_sLFeq_YCwcJ7Q" target="_blank">PRD009-3165042B</a> | <a href="https://fluidigm.my.salesforce.com/sfc/p/700000009DAw/a/4u000001870w/XU6eX2YZtdejnAfGRls.mPHhJTPvhOp30R18ZV_Asw4" target="_blank">MSDS-3000000X</a> | various | Maxpar
CyTOF (Cytometry) | 3165044B | Anti-Human IL-10 | JES3-9D7 | 165Ho | Human, Cynomolgus Macaque, Rhesus Macaque, Baboon | 100 Tests | <a href="https://fluidigm.my.salesforce.com/sfc/p/700000009DAw/a/4u000001A23d/wGycHoQAVzj0TzWJMfSX_vLwyAHhbEcUFa._tvZJpxY" target="_blank">PRD009-3165044B</a> | <a href="https://fluidigm.my.salesforce.com/sfc/p/700000009DAw/a/4u000001870w/XU6eX2YZtdejnAfGRls.mPHhJTPvhOp30R18ZV_Asw4" target="_blank">MSDS-3000000X</a> | various | Maxpar
CyTOF (Cytometry) | 3165044C | Anti-Human IL-10 | JES3-9D7 | 165Ho | Human, Cynomolgus Macaque, Rhesus Macaque, Baboon | 25 Tests | <a href="https://fluidigm.my.salesforce.com/sfc/p/700000009DAw/a/4u000001A23d/wGycHoQAVzj0TzWJMfSX_vLwyAHhbEcUFa._tvZJpxY" target="_blank">PRD009-3165044B</a> | <a href="https://fluidigm.my.salesforce.com/sfc/p/700000009DAw/a/4u000001870w/XU6eX2YZtdejnAfGRls.mPHhJTPvhOp30R18ZV_Asw4" target="_blank">MSDS-3000000X</a> | various | Maxpar
CyTOF (Cytometry) | 3166001B | Anti-Human CD44 | BJ18 | 166Er | Human,African Green, Baboon, Cynomolgus, Rhesus | 100 Tests | <a href="https://fluidigm.my.salesforce.com/sfc/p/700000009DAw/a/4u0000019iKo/C7pdaBy5.wFpfi7s6klTvb78tJB72ZaCw.eOa7Lw2S4" target="_blank">PRD009-3166001B</a> | <a href="https://fluidigm.my.salesforce.com/sfc/p/700000009DAw/a/4u000001870w/XU6eX2YZtdejnAfGRls.mPHhJTPvhOp30R18ZV_Asw4" target="_blank">MSDS-3000000X</a> | various | Maxpar
CyTOF (Cytometry) | 3166001C | Anti-Human CD44 | BJ18 | 166Er | Human,African Green, Baboon, Cynomolgus, Rhesus | 25 Tests | <a href="https://fluidigm.my.salesforce.com/sfc/p/700000009DAw/a/4u0000019iKo/C7pdaBy5.wFpfi7s6klTvb78tJB72ZaCw.eOa7Lw2S4" target="_blank">PRD009-3166001B</a> | <a href="https://fluidigm.my.salesforce.com/sfc/p/700000009DAw/a/4u000001870w/XU6eX2YZtdejnAfGRls.mPHhJTPvhOp30R18ZV_Asw4" target="_blank">MSDS-3000000X</a> | various | Maxpar
CyTOF (Cytometry) | 3166002B | Anti-Human IL-2 | MQ1-17H12 | 166Er | Human, Feline, Chimpanzee, Bamboo, Cynomolgus, Rhesus, Sooty Mangabey | 100 Tests | <a href="https://fluidigm.my.salesforce.com/sfc/p/700000009DAw/a/4u0000019iKp/kMT6QkGkiKX6lHydUaDmHOeP1Vu9n08jYqCRbmv9fiw" target="_blank">PRD009-3166002B</a> | <a href="https://fluidigm.my.salesforce.com/sfc/p/700000009DAw/a/4u000001870w/XU6eX2YZtdejnAfGRls.mPHhJTPvhOp30R18ZV_Asw4" target="_blank">MSDS-3000000X</a> | various | Maxpar
CyTOF (Cytometry) | 3166002C | Anti-Human IL-2 | MQ1-17H12 | 166Er | Human, Feline, Chimpanzee, Bamboo, Cynomolgus, Rhesus, Sooty Mangabey | 25 Tests | <a href="https://fluidigm.my.salesforce.com/sfc/p/700000009DAw/a/4u0000019iKp/kMT6QkGkiKX6lHydUaDmHOeP1Vu9n08jYqCRbmv9fiw" target="_blank">PRD009-3166002B</a> | <a href="https://fluidigm.my.salesforce.com/sfc/p/700000009DAw/a/4u000001870w/XU6eX2YZtdejnAfGRls.mPHhJTPvhOp30R18ZV_Asw4" target="_blank">MSDS-3000000X</a> | various | Maxpar
CyTOF (Cytometry) | 3166003B | Anti-Mouse IL-4 | 11B11 | 166Er | Mouse | 100 Tests | <a href="https://fluidigm.my.salesforce.com/sfc/p/700000009DAw/a/4u0000019iKt/pJGAjpLUCFIdozM..i5gaUmm4jOxLuy.irNgvp5Xsls" target="_blank">PRD009-3166003B</a> | <a href="https://fluidigm.my.salesforce.com/sfc/p/700000009DAw/a/4u000001870w/XU6eX2YZtdejnAfGRls.mPHhJTPvhOp30R18ZV_Asw4" target="_blank">MSDS-3000000X</a> | various | Maxpar
CyTOF (Cytometry) | 3166003C | Anti-Mouse IL-4 | 11B11 | 166Er | Mouse | 25 Tests | <a href="https://fluidigm.my.salesforce.com/sfc/p/700000009DAw/a/4u0000019iKt/pJGAjpLUCFIdozM..i5gaUmm4jOxLuy.irNgvp5Xsls" target="_blank">PRD009-3166003B</a> | <a href="https://fluidigm.my.salesforce.com/sfc/p/700000009DAw/a/4u000001870w/XU6eX2YZtdejnAfGRls.mPHhJTPvhOp30R18ZV_Asw4" target="_blank">MSDS-3000000X</a> | various | Maxpar
CyTOF (Cytometry) | 3166004B | Anti-Mouse CD117/c-kit | 2B8 | 166Er | Mouse | 100 Tests | <a href="https://fluidigm.my.salesforce.com/sfc/p/700000009DAw/a/4u0000019iKQ/BvMXd.AT6SNsiOesA8GExrEQrfWU.zuC1ipkXQAeMfs" target="_blank">PRD009-3166004B</a> | <a href="https://fluidigm.my.salesforce.com/sfc/p/700000009DAw/a/4u000001870w/XU6eX2YZtdejnAfGRls.mPHhJTPvhOp30R18ZV_Asw4" target="_blank">MSDS-3000000X</a> | various | Maxpar
CyTOF (Cytometry) | 3166004C | Anti-Mouse CD117/c-kit | 2B8 | 166Er | Mouse | 25 Tests | <a href="https://fluidigm.my.salesforce.com/sfc/p/700000009DAw/a/4u0000019iKQ/BvMXd.AT6SNsiOesA8GExrEQrfWU.zuC1ipkXQAeMfs" target="_blank">PRD009-3166004B</a> | <a href="https://fluidigm.my.salesforce.com/sfc/p/700000009DAw/a/4u000001870w/XU6eX2YZtdejnAfGRls.mPHhJTPvhOp30R18ZV_Asw4" target="_blank">MSDS-3000000X</a> | various | Maxpar
CyTOF (Cytometry) | 3166006A | Anti-Human pNFκBp65 [S529] | K10-895.12.50 | 166Er | Human | 50 Tests | <a href="https://fluidigm.my.salesforce.com/sfc/p/700000009DAw/a/4u0000019iKy/C2rdCbZE6QXu0y6FrpR1zC1ey10rxvfkbZJo0pbFVQw" target="_blank">PRD009-3166006A</a> | <a href="https://fluidigm.my.salesforce.com/sfc/p/700000009DAw/a/4u000001870w/XU6eX2YZtdejnAfGRls.mPHhJTPvhOp30R18ZV_Asw4" target="_blank">MSDS-3000000X</a> | various | Maxpar
CyTOF (Cytometry) | 3166006C | Anti-Human pNFκBp65 [S529] | K10-895.12.50 | 166Er | Human | 25 Tests | <a href="https://fluidigm.my.salesforce.com/sfc/p/700000009DAw/a/4u0000019iKy/C2rdCbZE6QXu0y6FrpR1zC1ey10rxvfkbZJo0pbFVQw" target="_blank">PRD009-3166006B</a> | <a href="https://fluidigm.my.salesforce.com/sfc/p/700000009DAw/a/4u000001870w/XU6eX2YZtdejnAfGRls.mPHhJTPvhOp30R18ZV_Asw4" target="_blank">MSDS-3000000X</a> | various | Maxpar
CyTOF (Cytometry) | 3166007B | Anti-Human CD24 | ML5 | 166Er | Human, Chimpanzee | 100 Tests | <a href="https://fluidigm.my.salesforce.com/sfc/p/700000009DAw/a/4u0000019iKk/jfoAOLxNKYG52ptM_OSfnpeFVlVsZvopwIYMOkUzW0I" target="_blank">PRD009-3166007B</a> | <a href="https://fluidigm.my.salesforce.com/sfc/p/700000009DAw/a/4u000001870w/XU6eX2YZtdejnAfGRls.mPHhJTPvhOp30R18ZV_Asw4" target="_blank">MSDS-3000000X</a> | various | Maxpar
CyTOF (Cytometry) | 3166007C | Anti-Human CD24 | ML5 | 166Er | Human, Chimpanzee | 25 Tests | <a href="https://fluidigm.my.salesforce.com/sfc/p/700000009DAw/a/4u0000019iKk/jfoAOLxNKYG52ptM_OSfnpeFVlVsZvopwIYMOkUzW0I" target="_blank">PRD009-3166007B</a> | <a href="https://fluidigm.my.salesforce.com/sfc/p/700000009DAw/a/4u000001870w/XU6eX2YZtdejnAfGRls.mPHhJTPvhOp30R18ZV_Asw4" target="_blank">MSDS-3000000X</a> | various | Maxpar
CyTOF (Cytometry) | 3166008B | Anti-Human IL-10 | JES3-9D7 | 166Er | Human, Baboon, Rhesus, Cynomolgus | 100 Tests | <a href="https://fluidigm.my.salesforce.com/sfc/p/700000009DAw/a/4u0000019iKl/JuII7yvQyWdzlLgFS__bDeABnbJByb8S5FbKXMCaNic" target="_blank">PRD009-3166008B</a> | <a href="https://fluidigm.my.salesforce.com/sfc/p/700000009DAw/a/4u000001870w/XU6eX2YZtdejnAfGRls.mPHhJTPvhOp30R18ZV_Asw4" target="_blank">MSDS-3000000X</a> | various | Maxpar
CyTOF (Cytometry) | 3166008C | Anti-Human IL-10 | JES3-9D7 | 166Er | Human, Baboon, Rhesus, Cynomolgus | 25 Tests | <a href="https://fluidigm.my.salesforce.com/sfc/p/700000009DAw/a/4u0000019iKl/JuII7yvQyWdzlLgFS__bDeABnbJByb8S5FbKXMCaNic" target="_blank">PRD009-3166008B</a> | <a href="https://fluidigm.my.salesforce.com/sfc/p/700000009DAw/a/4u000001870w/XU6eX2YZtdejnAfGRls.mPHhJTPvhOp30R18ZV_Asw4" target="_blank">MSDS-3000000X</a> | various | Maxpar
CyTOF (Cytometry) | 3166010B | Anti-Human IL-17F | SHLR17 | 166Er | Human | 100 Tests | <a href="https://fluidigm.my.salesforce.com/sfc/p/700000009DAw/a/4u0000019iL3/H6CKLfE.67pSMbO8_y97mjQwzuo3qshZ2AeINnvEjAQ" target="_blank">PRD009-3166010B</a> | <a href="https://fluidigm.my.salesforce.com/sfc/p/700000009DAw/a/4u000001870w/XU6eX2YZtdejnAfGRls.mPHhJTPvhOp30R18ZV_Asw4" target="_blank">MSDS-3000000X</a> | various | Maxpar
CyTOF (Cytometry) | 3166010C | Anti-Human IL-17F | SHLR17 | 166Er | Human | 25 Tests | <a href="https://fluidigm.my.salesforce.com/sfc/p/700000009DAw/a/4u0000019iL3/H6CKLfE.67pSMbO8_y97mjQwzuo3qshZ2AeINnvEjAQ" target="_blank">PRD009-3166010B</a> | <a href="https://fluidigm.my.salesforce.com/sfc/p/700000009DAw/a/4u000001870w/XU6eX2YZtdejnAfGRls.mPHhJTPvhOp30R18ZV_Asw4" target="_blank">MSDS-3000000X</a> | various | Maxpar
CyTOF (Cytometry) | 3166011A | Anti-pRb [S807/S811] | J112-906 | 166Er | Human | 50 Tests | <a href="https://fluidigm.my.salesforce.com/sfc/p/700000009DAw/a/4u0000019iL4/jdz8w4Z_kfjrr.NvK69k9LquYaIvHbIHhCa5RoNR5Fc" target="_blank">PRD009-3166011A</a> | <a href="https://fluidigm.my.salesforce.com/sfc/p/700000009DAw/a/4u000001870w/XU6eX2YZtdejnAfGRls.mPHhJTPvhOp30R18ZV_Asw4" target="_blank">MSDS-3000000X</a> | various | Maxpar
CyTOF (Cytometry) | 3166011C | Anti-pRb [S807/S811] | J112-906 | 166Er | Human | 25 Tests | <a href="https://fluidigm.my.salesforce.com/sfc/p/700000009DAw/a/4u0000019iL4/jdz8w4Z_kfjrr.NvK69k9LquYaIvHbIHhCa5RoNR5Fc" target="_blank">PRD009-3166011B</a> | <a href="https://fluidigm.my.salesforce.com/sfc/p/700000009DAw/a/4u000001870w/XU6eX2YZtdejnAfGRls.mPHhJTPvhOp30R18ZV_Asw4" target="_blank">MSDS-3000000X</a> | various | Maxpar
CyTOF (Cytometry) | 3166012B | Anti-Human CD34 | 581 | 166Er | Human, Cynomolgus Macaque | 100 Tests | <a href="https://fluidigm.my.salesforce.com/sfc/p/700000009DAw/a/4u0000019iKL/vW_UInqkFm9z8firR4_7IpbDacP2xI2VsU2br_sB2hQ" target="_blank">PRD009-3166012B</a> | <a href="https://fluidigm.my.salesforce.com/sfc/p/700000009DAw/a/4u000001870w/XU6eX2YZtdejnAfGRls.mPHhJTPvhOp30R18ZV_Asw4" target="_blank">MSDS-3000000X</a> | various | Maxpar
CyTOF (Cytometry) | 3166012C | Anti-Human CD34 | 581 | 166Er | Human, Cynomolgus Macaque | 25 Tests | <a href="https://fluidigm.my.salesforce.com/sfc/p/700000009DAw/a/4u0000019iKL/vW_UInqkFm9z8firR4_7IpbDacP2xI2VsU2br_sB2hQ" target="_blank">PRD009-3166012B</a> | <a href="https://fluidigm.my.salesforce.com/sfc/p/700000009DAw/a/4u000001870w/XU6eX2YZtdejnAfGRls.mPHhJTPvhOp30R18ZV_Asw4" target="_blank">MSDS-3000000X</a> | various | Maxpar
CyTOF (Cytometry) | 3166014B | Anti-Human CD326/EpCAM | G8.8 | 166Er | Mouse | 100 Tests | <a href="https://fluidigm.my.salesforce.com/sfc/p/700000009DAw/a/4u0000019iKM/hwdhzWE8AX_nAjqbqkJpUJsu.aIPBqjwZKy3jWttD5w" target="_blank">PRD009-3166014B</a> | <a href="https://fluidigm.my.salesforce.com/sfc/p/700000009DAw/a/4u000001870w/XU6eX2YZtdejnAfGRls.mPHhJTPvhOp30R18ZV_Asw4" target="_blank">MSDS-3000000X</a> | various | Maxpar
CyTOF (Cytometry) | 3166014C | Anti-Human CD326/EpCAM | G8.8 | 166Er | Mouse | 25 Tests | <a href="https://fluidigm.my.salesforce.com/sfc/p/700000009DAw/a/4u0000019iKM/hwdhzWE8AX_nAjqbqkJpUJsu.aIPBqjwZKy3jWttD5w" target="_blank">PRD009-3166014B</a> | <a href="https://fluidigm.my.salesforce.com/sfc/p/700000009DAw/a/4u000001870w/XU6eX2YZtdejnAfGRls.mPHhJTPvhOp30R18ZV_Asw4" target="_blank">MSDS-3000000X</a> | various | Maxpar
CyTOF (Cytometry) | 3166015B | Anti-Mouse CD19 | 6D5 | 166Er | Mouse | 100 Tests | <a href="https://fluidigm.my.salesforce.com/sfc/p/700000009DAw/a/4u0000019iKV/nIiY02IzVCyqY2IYsjcc17qBQ6veIfNY0dwEB3Z25y8" target="_blank">PRD009-3166015B</a> | <a href="https://fluidigm.my.salesforce.com/sfc/p/700000009DAw/a/4u000001870w/XU6eX2YZtdejnAfGRls.mPHhJTPvhOp30R18ZV_Asw4" target="_blank">MSDS-3000000X</a> | various | Maxpar
CyTOF (Cytometry) | 3166015C | Anti-Mouse CD19 | 6D5 | 166Er | Mouse | 25 Tests | <a href="https://fluidigm.my.salesforce.com/sfc/p/700000009DAw/a/4u0000019iKV/nIiY02IzVCyqY2IYsjcc17qBQ6veIfNY0dwEB3Z25y8" target="_blank">PRD009-3166015B</a> | <a href="https://fluidigm.my.salesforce.com/sfc/p/700000009DAw/a/4u000001870w/XU6eX2YZtdejnAfGRls.mPHhJTPvhOp30R18ZV_Asw4" target="_blank">MSDS-3000000X</a> | various | Maxpar
CyTOF (Cytometry) | 3166017B | Anti-Human CD141 | M80 | 166Er | Human, African Green, Baboon | 100 Tests | <a href="https://fluidigm.my.salesforce.com/sfc/p/700000009DAw/a/4u0000019iL8/uCmAYHVUnSJNekH7VGakWkwv3NJQ0PDcl1H4O7PqoO4" target="_blank">PRD009-3166017B</a> | <a href="https://fluidigm.my.salesforce.com/sfc/p/700000009DAw/a/4u000001870w/XU6eX2YZtdejnAfGRls.mPHhJTPvhOp30R18ZV_Asw4" target="_blank">MSDS-3000000X</a> | various | Maxpar
CyTOF (Cytometry) | 3166017C | Anti-Human CD141 | M80 | 166Er | Human, African Green, Baboon | 25 Tests | <a href="https://fluidigm.my.salesforce.com/sfc/p/700000009DAw/a/4u0000019iL8/uCmAYHVUnSJNekH7VGakWkwv3NJQ0PDcl1H4O7PqoO4" target="_blank">PRD009-3166017B</a> | <a href="https://fluidigm.my.salesforce.com/sfc/p/700000009DAw/a/4u000001870w/XU6eX2YZtdejnAfGRls.mPHhJTPvhOp30R18ZV_Asw4" target="_blank">MSDS-3000000X</a> | various | Maxpar
CyTOF (Cytometry) | 3166018B | Anti-Human CD74 | LN2 | 166Er | Human, African Green, Baboon, Cynomolgus, Rhesus | 100 Tests | <a href="https://fluidigm.my.salesforce.com/sfc/p/700000009DAw/a/4u0000019iK8/8f9dLJoeUa31da58EpxOKuXPXZ8iFuIuXx31CQu9mYY" target="_blank">PRD009-3166018B</a> | <a href="https://fluidigm.my.salesforce.com/sfc/p/700000009DAw/a/4u000001870w/XU6eX2YZtdejnAfGRls.mPHhJTPvhOp30R18ZV_Asw4" target="_blank">MSDS-3000000X</a> | various | Maxpar
CyTOF (Cytometry) | 3166018C | Anti-Human CD74 | LN2 | 166Er | Human, African Green, Baboon, Cynomolgus, Rhesus | 25 Tests | <a href="https://fluidigm.my.salesforce.com/sfc/p/700000009DAw/a/4u0000019iK8/8f9dLJoeUa31da58EpxOKuXPXZ8iFuIuXx31CQu9mYY" target="_blank">PRD009-3166018B</a> | <a href="https://fluidigm.my.salesforce.com/sfc/p/700000009DAw/a/4u000001870w/XU6eX2YZtdejnAfGRls.mPHhJTPvhOp30R18ZV_Asw4" target="_blank">MSDS-3000000X</a> | various | Maxpar
CyTOF (Cytometry) | 3166019B | Anti-Human CD328/Siglec-7 | 6-434 | 166Er | Human | 100 Tests | <a href="https://fluidigm.my.salesforce.com/sfc/p/700000009DAw/a/4u0000019iL5/RuQQh_699YYi4U0DeeVgeLyJY4qTYS2XcijBB4X6xig" target="_blank">PRD009-3166019B</a> | <a href="https://fluidigm.my.salesforce.com/sfc/p/700000009DAw/a/4u000001870w/XU6eX2YZtdejnAfGRls.mPHhJTPvhOp30R18ZV_Asw4" target="_blank">MSDS-3000000X</a> | various | Maxpar
CyTOF (Cytometry) | 3166019C | Anti-Human CD328/Siglec-7 | 6-434 | 166Er | Human | 25 Tests | <a href="https://fluidigm.my.salesforce.com/sfc/p/700000009DAw/a/4u0000019iL5/RuQQh_699YYi4U0DeeVgeLyJY4qTYS2XcijBB4X6xig" target="_blank">PRD009-3166019B</a> | <a href="https://fluidigm.my.salesforce.com/sfc/p/700000009DAw/a/4u000001870w/XU6eX2YZtdejnAfGRls.mPHhJTPvhOp30R18ZV_Asw4" target="_blank">MSDS-3000000X</a> | various | Maxpar
CyTOF (Cytometry) | 3166020B | Anti-Human CD85j/ILT2 | GHI/75 | 166Er | Human | 100 Tests | <a href="https://fluidigm.my.salesforce.com/sfc/p/700000009DAw/a/4u0000019iK9/kGl6bK5YS2.yaGLzIgCCxUfoCyOYbis94r4Px5cW1Es" target="_blank">PRD009-3166020B</a> | <a href="https://fluidigm.my.salesforce.com/sfc/p/700000009DAw/a/4u000001870w/XU6eX2YZtdejnAfGRls.mPHhJTPvhOp30R18ZV_Asw4" target="_blank">MSDS-3000000X</a> | various | Maxpar
CyTOF (Cytometry) | 3166020C | Anti-Human CD85j/ILT2 | GHI/75 | 166Er | Human | 25 Tests | <a href="https://fluidigm.my.salesforce.com/sfc/p/700000009DAw/a/4u0000019iK9/kGl6bK5YS2.yaGLzIgCCxUfoCyOYbis94r4Px5cW1Es" target="_blank">PRD009-3166020B</a> | <a href="https://fluidigm.my.salesforce.com/sfc/p/700000009DAw/a/4u000001870w/XU6eX2YZtdejnAfGRls.mPHhJTPvhOp30R18ZV_Asw4" target="_blank">MSDS-3000000X</a> | various | Maxpar
CyTOF (Cytometry) | 3166027B | Anti-Human CD7 | M-T701 | 166Er | Human | 100 Tests | <a href="https://fluidigm.my.salesforce.com/sfc/p/700000009DAw/a/4u0000019iLD/oi.LqRzuK7UWLAEeMebQdbnnhrn.JSylKNIB_j_8_w8" target="_blank">PRD009-3166027B</a> | <a href="https://fluidigm.my.salesforce.com/sfc/p/700000009DAw/a/4u000001870w/XU6eX2YZtdejnAfGRls.mPHhJTPvhOp30R18ZV_Asw4" target="_blank">MSDS-3000000X</a> | various | Maxpar
CyTOF (Cytometry) | 3166027C | Anti-Human CD7 | M-T701 | 166Er | Human | 25 Tests | <a href="https://fluidigm.my.salesforce.com/sfc/p/700000009DAw/a/4u0000019iLD/oi.LqRzuK7UWLAEeMebQdbnnhrn.JSylKNIB_j_8_w8" target="_blank">PRD009-3166027B</a> | <a href="https://fluidigm.my.salesforce.com/sfc/p/700000009DAw/a/4u000001870w/XU6eX2YZtdejnAfGRls.mPHhJTPvhOp30R18ZV_Asw4" target="_blank">MSDS-3000000X</a> | various | Maxpar
CyTOF (Cytometry) | 3167001B | Anti-Human CD38 | HIT2 | 167Er | Human, Chimpanzee, Horse, Cow | 100 Tests | <a href="https://fluidigm.my.salesforce.com/sfc/p/700000009DAw/a/4u0000019iLE/.AUerAIKTh_Qfbd1_fEBoUV8KExdM.l0Yu1R6WLKKD4" target="_blank">PRD009-3167001B</a> | <a href="https://fluidigm.my.salesforce.com/sfc/p/700000009DAw/a/4u000001870w/XU6eX2YZtdejnAfGRls.mPHhJTPvhOp30R18ZV_Asw4" target="_blank">MSDS-3000000X</a> | various | Maxpar
CyTOF (Cytometry) | 3167001C | Anti-Human CD38 | HIT2 | 167Er | Human, Chimpanzee, Horse, Cow | 25 Tests | <a href="https://fluidigm.my.salesforce.com/sfc/p/700000009DAw/a/4u0000019iLE/.AUerAIKTh_Qfbd1_fEBoUV8KExdM.l0Yu1R6WLKKD4" target="_blank">PRD009-3167001B</a> | <a href="https://fluidigm.my.salesforce.com/sfc/p/700000009DAw/a/4u000001870w/XU6eX2YZtdejnAfGRls.mPHhJTPvhOp30R18ZV_Asw4" target="_blank">MSDS-3000000X</a> | various | Maxpar
CyTOF (Cytometry) | 3167002B | Anti-Human CD27 | O323 | 167Er | Human, African Green, Baboon, Cynomolgus Macaque, Rhesus Macaque, Squirrel Monkey | 100 Tests | <a href="https://fluidigm.my.salesforce.com/sfc/p/700000009DAw/a/4u0000019iLF/7cZTuqw0i9pSQKk634AV2eYtMMkUb90vP0dQpwPy0Ok" target="_blank">PRD009-3167002B</a> | <a href="https://fluidigm.my.salesforce.com/sfc/p/700000009DAw/a/4u000001870w/XU6eX2YZtdejnAfGRls.mPHhJTPvhOp30R18ZV_Asw4" target="_blank">MSDS-3000000X</a> | various | Maxpar
CyTOF (Cytometry) | 3167002C | Anti-Human CD27 | O323 | 167Er | Human, African Green, Baboon, Cynomolgus Macaque, Rhesus Macaque, Squirrel Monkey | 25 Tests | <a href="https://fluidigm.my.salesforce.com/sfc/p/700000009DAw/a/4u0000019iLF/7cZTuqw0i9pSQKk634AV2eYtMMkUb90vP0dQpwPy0Ok" target="_blank">PRD009-3167002B</a> | <a href="https://fluidigm.my.salesforce.com/sfc/p/700000009DAw/a/4u000001870w/XU6eX2YZtdejnAfGRls.mPHhJTPvhOp30R18ZV_Asw4" target="_blank">MSDS-3000000X</a> | various | Maxpar
CyTOF (Cytometry) | 3167003B | Anti-Mouse IL-6 | MP5-20F3 | 167Er | Mouse | 100 Tests | <a href="https://fluidigm.my.salesforce.com/sfc/p/700000009DAw/a/4u0000019iLG/bvJsN7iTQn_EAcs5fimwNqLudT6yQwmffjj8wp7jsC4" target="_blank">PRD009-3167003B</a> | <a href="https://fluidigm.my.salesforce.com/sfc/p/700000009DAw/a/4u000001870w/XU6eX2YZtdejnAfGRls.mPHhJTPvhOp30R18ZV_Asw4" target="_blank">MSDS-3000000X</a> | various | Maxpar
CyTOF (Cytometry) | 3167003C | Anti-Mouse IL-6 | MP5-20F3 | 167Er | Mouse | 25 Tests | <a href="https://fluidigm.my.salesforce.com/sfc/p/700000009DAw/a/4u0000019iLG/bvJsN7iTQn_EAcs5fimwNqLudT6yQwmffjj8wp7jsC4" target="_blank">PRD009-3167003B</a> | <a href="https://fluidigm.my.salesforce.com/sfc/p/700000009DAw/a/4u000001870w/XU6eX2YZtdejnAfGRls.mPHhJTPvhOp30R18ZV_Asw4" target="_blank">MSDS-3000000X</a> | various | Maxpar
CyTOF (Cytometry) | 3167004B | Anti-Mouse CD150 [SLAM] | TC15-12F12.2 | 167Er | Mouse | 100 Tests | <a href="https://fluidigm.my.salesforce.com/sfc/p/700000009DAw/a/4u0000019iKf/7g9m4SFxVd1RJGZnHTpZsy.BX4TCMjg00BTT2juuyRE" target="_blank">PRD009-3167004B</a> | <a href="https://fluidigm.my.salesforce.com/sfc/p/700000009DAw/a/4u000001870w/XU6eX2YZtdejnAfGRls.mPHhJTPvhOp30R18ZV_Asw4" target="_blank">MSDS-3000000X</a> | various | Maxpar
CyTOF (Cytometry) | 3167004C | Anti-Mouse CD150 [SLAM] | TC15-12F12.2 | 167Er | Mouse | 25 Tests | <a href="https://fluidigm.my.salesforce.com/sfc/p/700000009DAw/a/4u0000019iKf/7g9m4SFxVd1RJGZnHTpZsy.BX4TCMjg00BTT2juuyRE" target="_blank">PRD009-3167004B</a> | <a href="https://fluidigm.my.salesforce.com/sfc/p/700000009DAw/a/4u000001870w/XU6eX2YZtdejnAfGRls.mPHhJTPvhOp30R18ZV_Asw4" target="_blank">MSDS-3000000X</a> | various | Maxpar
CyTOF (Cytometry) | 3167005A | Anti-pERK1/2 [T202/Y204] | D13.14.4E | 167Er | Rat, Mouse, Human, Cow, Dog, Pig, Hamster, Monkey, Zebrafish, Mink, D. melanogaster, S. cerevisiae, Chicken, C. elegans | 50 Tests | <a href="https://fluidigm.my.salesforce.com/sfc/p/700000009DAw/a/4u0000019iL6/EmyUu.2CJ8YCadJ3g1ayAmGE6aSueSuhVarkO9yIlZU" target="_blank">PRD009-3167005A</a> | <a href="https://fluidigm.my.salesforce.com/sfc/p/700000009DAw/a/4u000001870w/XU6eX2YZtdejnAfGRls.mPHhJTPvhOp30R18ZV_Asw4" target="_blank">MSDS-3000000X</a> | various | Maxpar
CyTOF (Cytometry) | 3167005C | Anti-pERK1/2 [T202/Y204] | D13.14.4E | 167Er | Rat, Mouse, Human, Cow, Dog, Pig, Hamster, Monkey, Zebrafish, Mink, D. melanogaster, S. cerevisiae, Chicken, C. elegans | 25 Tests | <a href="https://fluidigm.my.salesforce.com/sfc/p/700000009DAw/a/4u0000019iL6/EmyUu.2CJ8YCadJ3g1ayAmGE6aSueSuhVarkO9yIlZU" target="_blank">PRD009-3167005B</a> | <a href="https://fluidigm.my.salesforce.com/sfc/p/700000009DAw/a/4u000001870w/XU6eX2YZtdejnAfGRls.mPHhJTPvhOp30R18ZV_Asw4" target="_blank">MSDS-3000000X</a> | various | Maxpar
CyTOF (Cytometry) | 3167006B | Anti-Human CD27 | L128 | 167Er | Human | 100 Tests | <a href="https://fluidigm.my.salesforce.com/sfc/p/#700000009DAw/a/4u0000019iLI/DP.OYMHpajMkSMtwKXMw5GkgticdSCh3AOJVit1NdUQ" target="_blank">PRD009-3167006B</a> | <a href="https://fluidigm.my.salesforce.com/sfc/p/700000009DAw/a/4u000001870w/XU6eX2YZtdejnAfGRls.mPHhJTPvhOp30R18ZV_Asw4" target="_blank">MSDS-3000000X</a> | various | Maxpar
CyTOF (Cytometry) | 3167006C | Anti-Human CD27 | L128 | 167Er | Human | 25 Tests | <a href="https://fluidigm.my.salesforce.com/sfc/p/700000009DAw/a/4u0000019iLI/DP.OYMHpajMkSMtwKXMw5GkgticdSCh3AOJVit1NdUQ" target="_blank">PRD009-3167006B</a> | <a href="https://fluidigm.my.salesforce.com/sfc/p/700000009DAw/a/4u000001870w/XU6eX2YZtdejnAfGRls.mPHhJTPvhOp30R18ZV_Asw4" target="_blank">MSDS-3000000X</a> | various | Maxpar
CyTOF (Cytometry) | 3167007A | Anti-Human/Mouse Gata3 | TWAJ | 167Er | Human, Mouse, Pig, Rhesus Macaque | 50 Tests | <a href="https://fluidigm.my.salesforce.com/sfc/p/700000009DAw/a/4u0000019iLN/OFTV6dzyKcGSerY.VhqlbkJ6KaINcDBrK8tWw2.B8eQ" target="_blank">PRD009-3167007A</a> | <a href="https://fluidigm.my.salesforce.com/sfc/p/700000009DAw/a/4u000001870w/XU6eX2YZtdejnAfGRls.mPHhJTPvhOp30R18ZV_Asw4" target="_blank">MSDS-3000000X</a> | various | Maxpar
CyTOF (Cytometry) | 3167007C | Anti-Human/Mouse Gata3 | TWAJ | 167Er | Human, Mouse, Pig, Rhesus Macaque | 25 Tests | <a href="https://fluidigm.my.salesforce.com/sfc/p/700000009DAw/a/4u0000019iLN/OFTV6dzyKcGSerY.VhqlbkJ6KaINcDBrK8tWw2.B8eQ" target="_blank">PRD009-3167007B</a> | <a href="https://fluidigm.my.salesforce.com/sfc/p/700000009DAw/a/4u000001870w/XU6eX2YZtdejnAfGRls.mPHhJTPvhOp30R18ZV_Asw4" target="_blank">MSDS-3000000X</a> | various | Maxpar
CyTOF (Cytometry) | 3167008B | Anti-Mouse CD335/Nkp46 | 29A1.4 | 167Er | Mouse | 100 Tests | <a href="https://fluidigm.my.salesforce.com/sfc/p/700000009DAw/a/4u0000019iKq/vQJgxcNX9LrwIBDT5OTrvtjx3Cw4hY6uo9ohoE33trQ" target="_blank">PRD009-3167008B</a> | <a href="https://fluidigm.my.salesforce.com/sfc/p/700000009DAw/a/4u000001870w/XU6eX2YZtdejnAfGRls.mPHhJTPvhOp30R18ZV_Asw4" target="_blank">MSDS-3000000X</a> | various | Maxpar
CyTOF (Cytometry) | 3167008C | Anti-Mouse CD335/Nkp46 | 29A1.4 | 167Er | Mouse | 25 Tests | <a href="https://fluidigm.my.salesforce.com/sfc/p/700000009DAw/a/4u0000019iKq/vQJgxcNX9LrwIBDT5OTrvtjx3Cw4hY6uo9ohoE33trQ" target="_blank">PRD009-3167008B</a> | <a href="https://fluidigm.my.salesforce.com/sfc/p/700000009DAw/a/4u000001870w/XU6eX2YZtdejnAfGRls.mPHhJTPvhOp30R18ZV_Asw4" target="_blank">MSDS-3000000X</a> | various | Maxpar
CyTOF (Cytometry) | 3167009C | Anti-Human CD197/CCR7 | G043H7 | 167Er | Human, African Green Monkey, Baboon, Cynomolgus Macaque, Rhesus Macaque | 25 Tests | <a href="https://fluidigm.my.salesforce.com/sfc/p/700000009DAw/a/4u0000019iLS/rDfWFHWAEatMUpo7Wz4EdEiqCJazi6eU0n2NKORXhJY" target="_blank">PRD009-3167009B</a> | <a href="https://fluidigm.my.salesforce.com/sfc/p/700000009DAw/a/4u000001870w/XU6eX2YZtdejnAfGRls.mPHhJTPvhOp30R18ZV_Asw4" target="_blank">MSDS-3000000X</a> | various | Maxpar
CyTOF (Cytometry) | 3167011B | Anti-Human CD11b/Mac-1 | ICRF44 | 167Er | Human, African Green Monkey, Baboon, Chimpanzee, Common Marmoset, Cynomolgus Macaque, Rhesus Macaque, Pig | 100 Tests | <a href="https://fluidigm.my.salesforce.com/sfc/p/700000009DAw/a/4u0000019iLX/E1xAJTrR6D62_tJblaocZ3pl93sxoXyWQwcrlaJ1Zyk" target="_blank">PRD009-3167011B</a> | <a href="https://fluidigm.my.salesforce.com/sfc/p/700000009DAw/a/4u000001870w/XU6eX2YZtdejnAfGRls.mPHhJTPvhOp30R18ZV_Asw4" target="_blank">MSDS-3000000X</a> | various | Maxpar
CyTOF (Cytometry) | 3167011C | Anti-Human CD11b/Mac-1 | ICRF44 | 167Er | Human, African Green Monkey, Baboon, Chimpanzee, Common Marmoset, Cynomolgus Macaque, Rhesus Macaque, Pig | 25 Tests | <a href="https://fluidigm.my.salesforce.com/sfc/p/700000009DAw/a/4u0000019iLX/E1xAJTrR6D62_tJblaocZ3pl93sxoXyWQwcrlaJ1Zyk" target="_blank">PRD009-3167011B</a> | <a href="https://fluidigm.my.salesforce.com/sfc/p/700000009DAw/a/4u000001870w/XU6eX2YZtdejnAfGRls.mPHhJTPvhOp30R18ZV_Asw4" target="_blank">MSDS-3000000X</a> | various | Maxpar
CyTOF (Cytometry) | 3167012B | Anti-Human CD1a | HI149 | 167Er | Human | 100 Tests | <a href="https://fluidigm.my.salesforce.com/sfc/p/700000009DAw/a/4u0000019iLJ/_hvi.FYbzplWqXuuTvKHhkG.ADT1Mj0GI_C0pb2P0n0" target="_blank">PRD009-3167012B</a> | <a href="https://fluidigm.my.salesforce.com/sfc/p/700000009DAw/a/4u000001870w/XU6eX2YZtdejnAfGRls.mPHhJTPvhOp30R18ZV_Asw4" target="_blank">MSDS-3000000X</a> | various | Maxpar
CyTOF (Cytometry) | 3167012C | Anti-Human CD1a | HI149 | 167Er | Human | 25 Tests | <a href="https://fluidigm.my.salesforce.com/sfc/p/700000009DAw/a/4u0000019iLJ/_hvi.FYbzplWqXuuTvKHhkG.ADT1Mj0GI_C0pb2P0n0" target="_blank">PRD009-3167012B</a> | <a href="https://fluidigm.my.salesforce.com/sfc/p/700000009DAw/a/4u000001870w/XU6eX2YZtdejnAfGRls.mPHhJTPvhOp30R18ZV_Asw4" target="_blank">MSDS-3000000X</a> | various | Maxpar
CyTOF (Cytometry) | 3167013B | Anti-Human NKB1 | DX9 | 167Er | Human | 100 Tests | <a href="https://fluidigm.my.salesforce.com/sfc/p/700000009DAw/a/4u0000019iLc/IH53xY9hW.F4JfhU7Gz4P75ftn7OCGF4rGXt_8hlKD0" target="_blank">PRD009-3167013B</a> | <a href="https://fluidigm.my.salesforce.com/sfc/p/700000009DAw/a/4u000001870w/XU6eX2YZtdejnAfGRls.mPHhJTPvhOp30R18ZV_Asw4" target="_blank">MSDS-3000000X</a> | various | Maxpar
CyTOF (Cytometry) | 3167013C | Anti-Human NKB1 | DX9 | 167Er | Human | 25 Tests | <a href="https://fluidigm.my.salesforce.com/sfc/p/700000009DAw/a/4u0000019iLc/IH53xY9hW.F4JfhU7Gz4P75ftn7OCGF4rGXt_8hlKD0" target="_blank">PRD009-3167013B</a> | <a href="https://fluidigm.my.salesforce.com/sfc/p/700000009DAw/a/4u000001870w/XU6eX2YZtdejnAfGRls.mPHhJTPvhOp30R18ZV_Asw4" target="_blank">MSDS-3000000X</a> | various | Maxpar
CyTOF (Cytometry) | 3167014B | Anti-Human CD162 | KPL-1 | 167Er | Human, African Green, Baboon, Cynomolgus, Rhesus | 100 Tests | <a href="https://fluidigm.my.salesforce.com/sfc/p/700000009DAw/a/4u000000tLdu/mG0zc3kb3kw06_SLQQfhQjCJpb4lIymeK7JysSdtVbk" target="_blank">PRD009-3167014B</a> | <a href="https://fluidigm.my.salesforce.com/sfc/p/700000009DAw/a/4u000001870w/XU6eX2YZtdejnAfGRls.mPHhJTPvhOp30R18ZV_Asw4" target="_blank">MSDS-3000000X</a> | various | Maxpar
CyTOF (Cytometry) | 3167014C | Anti-Human CD162 | KPL- 1 | 167Er | Human, African Green, Baboon, Cynomolgus, Rhesus | 25 Tests | <a href="https://fluidigm.my.salesforce.com/sfc/p/700000009DAw/a/4u000000tLdu/mG0zc3kb3kw06_SLQQfhQjCJpb4lIymeK7JysSdtVbk" target="_blank">PRD009-3167014B</a> | <a href="https://fluidigm.my.salesforce.com/sfc/p/700000009DAw/a/4u000001870w/XU6eX2YZtdejnAfGRls.mPHhJTPvhOp30R18ZV_Asw4" target="_blank">MSDS-3000000X</a> | various | Maxpar
CyTOF (Cytometry) | 3167015B | Anti-Human CD301/CLEC10A | H037G3 | 167Er | Human | 100 Tests | <a href="https://fluidigm.my.salesforce.com/sfc/p/700000009DAw/a/4u0000019iLH/t8u0B85Iw2y8LBvWraxplUDWhgywx2.j3ASjEYZTT6s" target="_blank">PRD009-3167015B</a> | <a href="https://fluidigm.my.salesforce.com/sfc/p/700000009DAw/a/4u000001870w/XU6eX2YZtdejnAfGRls.mPHhJTPvhOp30R18ZV_Asw4" target="_blank">MSDS-3000000X</a> | various | Maxpar
CyTOF (Cytometry) | 3167015C | Anti-Human CD301/CLEC10A | H037G3 | 167Er | Human | 25 Tests | <a href="https://fluidigm.my.salesforce.com/sfc/p/700000009DAw/a/4u0000019iLH/t8u0B85Iw2y8LBvWraxplUDWhgywx2.j3ASjEYZTT6s" target="_blank">PRD009-3167015B</a> | <a href="https://fluidigm.my.salesforce.com/sfc/p/700000009DAw/a/4u000001870w/XU6eX2YZtdejnAfGRls.mPHhJTPvhOp30R18ZV_Asw4" target="_blank">MSDS-3000000X</a> | various | Maxpar
CyTOF (Cytometry) | 3167017A | Anti-Human Met | D1C2 | 167Er | Human | 50 Tests | <a href="https://fluidigm.my.salesforce.com/sfc/p/700000009DAw/a/4u0000019iLh/nhOF9kLEE0BjcLFLnOoOD6Da69i3XwlOe7mJ3TSVAlY" target="_blank">PRD009-3167017A</a> | <a href="https://fluidigm.my.salesforce.com/sfc/p/700000009DAw/a/4u000001870w/XU6eX2YZtdejnAfGRls.mPHhJTPvhOp30R18ZV_Asw4" target="_blank">MSDS-3000000X</a> | various | Maxpar
CyTOF (Cytometry) | 3167017C | Anti-Human Met | D1C2 | 167Er | Human | 25 Tests | <a href="https://fluidigm.my.salesforce.com/sfc/p/700000009DAw/a/4u0000019iLh/nhOF9kLEE0BjcLFLnOoOD6Da69i3XwlOe7mJ3TSVAlY" target="_blank">PRD009-3167017B</a> | <a href="https://fluidigm.my.salesforce.com/sfc/p/700000009DAw/a/4u000001870w/XU6eX2YZtdejnAfGRls.mPHhJTPvhOp30R18ZV_Asw4" target="_blank">MSDS-3000000X</a> | various | Maxpar
CyTOF (Cytometry) | 3167018A | Anti-SATB1 | 14/SATB1 | 167Er | Human, Mouse, Rat | 50 Tests | <a href="https://fluidigm.my.salesforce.com/sfc/p/700000009DAw/a/4u0000019iLT/siFi.WpLrOR6gVlD33m0pd.jPSSRdNhVFEvJQMNKQ20" target="_blank">PRD009-3167018A</a> | <a href="https://fluidigm.my.salesforce.com/sfc/p/700000009DAw/a/4u000001870w/XU6eX2YZtdejnAfGRls.mPHhJTPvhOp30R18ZV_Asw4" target="_blank">MSDS-3000000X</a> | various | Maxpar
CyTOF (Cytometry) | 3167018C | Anti-SATB1 | 14/SATB1 | 167Er | Human, Mouse, Rat | 25 Tests | <a href="https://fluidigm.my.salesforce.com/sfc/p/700000009DAw/a/4u0000019iLT/siFi.WpLrOR6gVlD33m0pd.jPSSRdNhVFEvJQMNKQ20" target="_blank">PRD009-3167018B</a> | <a href="https://fluidigm.my.salesforce.com/sfc/p/700000009DAw/a/4u000001870w/XU6eX2YZtdejnAfGRls.mPHhJTPvhOp30R18ZV_Asw4" target="_blank">MSDS-3000000X</a> | various | Maxpar
CyTOF (Cytometry) | 3167019B | Anti-Human CD197/CCR7 | 150503 | 167Er | Human | 100 Tests | <a href="https://fluidigm.my.salesforce.com/sfc/p/700000009DAw/a/QQ000004amzt/h7X7UfUSKGWPyftvfXxG0yksIiTCt4H2Qh9S_VfHZpE" target="_blank">PRD009-3167019B</a> | <a href="https://fluidigm.my.salesforce.com/sfc/p/700000009DAw/a/4u000001870w/XU6eX2YZtdejnAfGRls.mPHhJTPvhOp30R18ZV_Asw4" target="_blank">MSDS-3000000X</a> | various | Maxpar
CyTOF (Cytometry) | 3167019C | Anti-Human CD197/CCR7 | 150503 | 167Er | Human | 25 Tests | <a href="https://fluidigm.my.salesforce.com/sfc/p/700000009DAw/a/QQ000004amzt/h7X7UfUSKGWPyftvfXxG0yksIiTCt4H2Qh9S_VfHZpE" target="_blank">PRD009-3167019B</a> | <a href="https://fluidigm.my.salesforce.com/sfc/p/700000009DAw/a/4u000001870w/XU6eX2YZtdejnAfGRls.mPHhJTPvhOp30R18ZV_Asw4" target="_blank">MSDS-3000000X</a> | various | Maxpar
CyTOF (Cytometry) | 3168001B | Anti-Human Ki-67 | Ki-67 | 168Er | Human, Bovine | 100 Tests | <a href="https://fluidigm.my.salesforce.com/sfc/p/700000009DAw/a/4u0000019iLd/0cgBdfzAwRMEFS05GMkXbZp_MsqdLvcS8XETsMuGoWc" target="_blank">PRD009-3168001B</a> | <a href="https://fluidigm.my.salesforce.com/sfc/p/700000009DAw/a/4u000001870w/XU6eX2YZtdejnAfGRls.mPHhJTPvhOp30R18ZV_Asw4" target="_blank">MSDS-3000000X</a> | various | Maxpar
CyTOF (Cytometry) | 3168001C | Anti-Human Ki-67 | Ki-67 | 168Er | Human, Bovine | 25 Tests | <a href="https://fluidigm.my.salesforce.com/sfc/p/700000009DAw/a/4u0000019iLd/0cgBdfzAwRMEFS05GMkXbZp_MsqdLvcS8XETsMuGoWc" target="_blank">PRD009-3168001B</a> | <a href="https://fluidigm.my.salesforce.com/sfc/p/700000009DAw/a/4u000001870w/XU6eX2YZtdejnAfGRls.mPHhJTPvhOp30R18ZV_Asw4" target="_blank">MSDS-3000000X</a> | various | Maxpar
CyTOF (Cytometry) | 3168002B | Anti-Human CD8 | SK1 | 168Er | Human, Cynomolgus Macaque, Rhesus Macaque, Chimpanzee, Baboon, Pigtailed Macaque, Sooty Mangabey | 100 Tests | <a href="https://fluidigm.my.salesforce.com/sfc/p/700000009DAw/a/4u0000019iKa/SvrkXlciKBHoT6WZREZj0yHCaqcsNjxR9X8ZeKSm5X0" target="_blank">PRD009-3168002B</a> | <a href="https://fluidigm.my.salesforce.com/sfc/p/700000009DAw/a/4u000001870w/XU6eX2YZtdejnAfGRls.mPHhJTPvhOp30R18ZV_Asw4" target="_blank">MSDS-3000000X</a> | various | Maxpar
CyTOF (Cytometry) | 3168002C | Anti-Human CD8 | SK1 | 168Er | Human, Cynomolgus Macaque, Rhesus Macaque, Chimpanzee, Baboon, Pigtailed Macaque, Sooty Mangabey | 25 Tests | <a href="https://fluidigm.my.salesforce.com/sfc/p/700000009DAw/a/4u0000019iKa/SvrkXlciKBHoT6WZREZj0yHCaqcsNjxR9X8ZeKSm5X0" target="_blank">PRD009-3168002B</a> | <a href="https://fluidigm.my.salesforce.com/sfc/p/700000009DAw/a/4u000001870w/XU6eX2YZtdejnAfGRls.mPHhJTPvhOp30R18ZV_Asw4" target="_blank">MSDS-3000000X</a> | various | Maxpar
CyTOF (Cytometry) | 3168003B | Anti-Mouse CD8a | 53-6.7 | 168Er | Mouse | 100 Tests | <a href="https://fluidigm.my.salesforce.com/sfc/p/700000009DAw/a/4u0000019iL9/CXU9YYjgHHV6lokXWWA2U_aM6hGB4yMYZeaq1q4idqc" target="_blank">PRD009-3168003B</a> | <a href="https://fluidigm.my.salesforce.com/sfc/p/700000009DAw/a/4u000001870w/XU6eX2YZtdejnAfGRls.mPHhJTPvhOp30R18ZV_Asw4" target="_blank">MSDS-3000000X</a> | various | Maxpar
CyTOF (Cytometry) | 3168003C | Anti-Mouse CD8a | 53-6.7 | 168Er | Mouse | 25 Tests | <a href="https://fluidigm.my.salesforce.com/sfc/p/700000009DAw/a/4u0000019iL9/CXU9YYjgHHV6lokXWWA2U_aM6hGB4yMYZeaq1q4idqc" target="_blank">PRD009-3168003B</a> | <a href="https://fluidigm.my.salesforce.com/sfc/p/700000009DAw/a/4u000001870w/XU6eX2YZtdejnAfGRls.mPHhJTPvhOp30R18ZV_Asw4" target="_blank">MSDS-3000000X</a> | various | Maxpar
CyTOF (Cytometry) | 3168005B | Anti-Human IFNγ | B27 | 168Er | Human,Chimpanzee, Baboon, Cynomolgus, Rhesus, Pigtailed Macaque, African Green, Sooty Mangabey | 100 Tests | <a href="https://fluidigm.my.salesforce.com/sfc/p/700000009DAw/a/4u0000019iLm/qyhHbHPjf1QLUa0NJnucsPV4bII894QYlJ8S_HIzjno" target="_blank">PRD009-3168005B</a> | <a href="https://fluidigm.my.salesforce.com/sfc/p/700000009DAw/a/4u000001870w/XU6eX2YZtdejnAfGRls.mPHhJTPvhOp30R18ZV_Asw4" target="_blank">MSDS-3000000X</a> | various | Maxpar
CyTOF (Cytometry) | 3168005C | Anti-Human IFNγ | B27 | 168Er | Human,Chimpanzee, Baboon, Cynomolgus, Rhesus, Pigtailed Macaque, African Green, Sooty Mangabey | 25 Tests | <a href="https://fluidigm.my.salesforce.com/sfc/p/700000009DAw/a/4u0000019iLm/qyhHbHPjf1QLUa0NJnucsPV4bII894QYlJ8S_HIzjno" target="_blank">PRD009-3168005B</a> | <a href="https://fluidigm.my.salesforce.com/sfc/p/700000009DAw/a/4u000001870w/XU6eX2YZtdejnAfGRls.mPHhJTPvhOp30R18ZV_Asw4" target="_blank">MSDS-3000000X</a> | various | Maxpar
CyTOF (Cytometry) | 3168006B | Anti-Human CD154/CD40L | 24-31 | 168Er | Human, Cynomolgus Macaque, Rhesus Macaque | 100 Tests | <a href="https://fluidigm.my.salesforce.com/sfc/p/700000009DAw/a/4u0000019iKr/76RCnUtg4w1T1drZQOZph3xoHLUfjagMxLcUiv.QCvo" target="_blank">PRD009-3168006B</a> | <a href="https://fluidigm.my.salesforce.com/sfc/p/700000009DAw/a/4u000001870w/XU6eX2YZtdejnAfGRls.mPHhJTPvhOp30R18ZV_Asw4" target="_blank">MSDS-3000000X</a> | various | Maxpar
CyTOF (Cytometry) | 3168006C | Anti-Human CD154/CD40L | 24-31 | 168Er | Human, Cynomolgus Macaque, Rhesus Macaque | 25 Tests | <a href="https://fluidigm.my.salesforce.com/sfc/p/700000009DAw/a/4u0000019iKr/76RCnUtg4w1T1drZQOZph3xoHLUfjagMxLcUiv.QCvo" target="_blank">PRD009-3168006B</a> | <a href="https://fluidigm.my.salesforce.com/sfc/p/700000009DAw/a/4u000001870w/XU6eX2YZtdejnAfGRls.mPHhJTPvhOp30R18ZV_Asw4" target="_blank">MSDS-3000000X</a> | various | Maxpar
CyTOF (Cytometry) | 3168007B | Anti-Ki-67 | B56 | 168Er | Rat, Mouse, Human, Rhesus Macaque | 100 Tests | <a href="https://fluidigm.my.salesforce.com/sfc/p/700000009DAw/a/4u0000019iLr/qYBuiXjl00xPJN380hAhqFkkovHyArQZEnFGjr1UMRU" target="_blank">PRD009-3168007B</a> | <a href="https://fluidigm.my.salesforce.com/sfc/p/700000009DAw/a/4u000001870w/XU6eX2YZtdejnAfGRls.mPHhJTPvhOp30R18ZV_Asw4" target="_blank">MSDS-3000000X</a> | various | Maxpar
CyTOF (Cytometry) | 3168007C | Anti-Ki-67 | B56 | 168Er | Rat, Mouse, Human, Rhesus Macaque | 25 Tests | <a href="https://fluidigm.my.salesforce.com/sfc/p/700000009DAw/a/4u0000019iLr/qYBuiXjl00xPJN380hAhqFkkovHyArQZEnFGjr1UMRU" target="_blank">PRD009-3168007B</a> | <a href="https://fluidigm.my.salesforce.com/sfc/p/700000009DAw/a/4u000001870w/XU6eX2YZtdejnAfGRls.mPHhJTPvhOp30R18ZV_Asw4" target="_blank">MSDS-3000000X</a> | various | Maxpar
CyTOF (Cytometry) | 3168008B | Anti-Human CD206/MMR | 15-2 | 168Er | Human | 100 Tests | <a href="https://fluidigm.my.salesforce.com/sfc/p/700000009DAw/a/4u0000019iLA/_zzdDMHzRhuMGtMlDJm.72XCW01oKAIC4pEKhaQ_S4s" target="_blank">PRD009-3168008B</a> | <a href="https://fluidigm.my.salesforce.com/sfc/p/700000009DAw/a/4u000001870w/XU6eX2YZtdejnAfGRls.mPHhJTPvhOp30R18ZV_Asw4" target="_blank">MSDS-3000000X</a> | various | Maxpar
CyTOF (Cytometry) | 3168008C | Anti-Human CD206/MMR | 15-2 | 168Er | Human | 25 Tests | <a href="https://fluidigm.my.salesforce.com/sfc/p/700000009DAw/a/4u0000019iLA/_zzdDMHzRhuMGtMlDJm.72XCW01oKAIC4pEKhaQ_S4s" target="_blank">PRD009-3168008B</a> | <a href="https://fluidigm.my.salesforce.com/sfc/p/700000009DAw/a/4u000001870w/XU6eX2YZtdejnAfGRls.mPHhJTPvhOp30R18ZV_Asw4" target="_blank">MSDS-3000000X</a> | various | Maxpar
CyTOF (Cytometry) | 3168009B | Anti-Human CD138/Syndecan-1 | DL-101 | 168Er | Human, African Green, Baboon, Cynomolgus | 100 Tests | <a href="https://fluidigm.my.salesforce.com/sfc/p/700000009DAw/a/4u0000019iLs/QqGI3D7pckfg5WFVwpS88YsPTX1pDt.qD8M0ra7g6tM" target="_blank">PRD009-3168009B</a> | <a href="https://fluidigm.my.salesforce.com/sfc/p/700000009DAw/a/4u000001870w/XU6eX2YZtdejnAfGRls.mPHhJTPvhOp30R18ZV_Asw4" target="_blank">MSDS-3000000X</a> | various | Maxpar
CyTOF (Cytometry) | 3168009C | Anti-Human CD138/Syndecan-1 | DL-101 | 168Er | Human, African Green, Baboon, Cynomolgus | 25 Tests | <a href="https://fluidigm.my.salesforce.com/sfc/p/700000009DAw/a/4u0000019iLs/QqGI3D7pckfg5WFVwpS88YsPTX1pDt.qD8M0ra7g6tM" target="_blank">PRD009-3168009B</a> | <a href="https://fluidigm.my.salesforce.com/sfc/p/700000009DAw/a/4u000001870w/XU6eX2YZtdejnAfGRls.mPHhJTPvhOp30R18ZV_Asw4" target="_blank">MSDS-3000000X</a> | various | Maxpar
CyTOF (Cytometry) | 3168010B | Anti-Mouse CD21 | 7G6 | 168Er | Mouse | 100 Tests | <a href="https://fluidigm.my.salesforce.com/sfc/p/700000009DAw/a/4u0000019iLi/Qxtpowxbfhvj3vLDolNejPhdzHCLRQix67AzuHhpuIM" target="_blank">PRD009-3168010B</a> | <a href="https://fluidigm.my.salesforce.com/sfc/p/700000009DAw/a/4u000001870w/XU6eX2YZtdejnAfGRls.mPHhJTPvhOp30R18ZV_Asw4" target="_blank">MSDS-3000000X</a> | various | Maxpar
CyTOF (Cytometry) | 3168010C | Anti-Mouse CD21 | 7G6 | 168Er | Mouse | 25 Tests | <a href="https://fluidigm.my.salesforce.com/sfc/p/700000009DAw/a/4u0000019iLi/Qxtpowxbfhvj3vLDolNejPhdzHCLRQix67AzuHhpuIM" target="_blank">PRD009-3168010B</a> | <a href="https://fluidigm.my.salesforce.com/sfc/p/700000009DAw/a/4u000001870w/XU6eX2YZtdejnAfGRls.mPHhJTPvhOp30R18ZV_Asw4" target="_blank">MSDS-3000000X</a> | various | Maxpar
CyTOF (Cytometry) | 3168011A | Anti-Human CD199/CCR9 | L053E8 | 168Er | Human | 50 Tests | <a href="https://fluidigm.my.salesforce.com/sfc/p/700000009DAw/a/4u0000019iKs/1m6msVVPYh4Mv44wScV8xmHID2EJHXu1dg5miuMp6dU" target="_blank">PRD009-3168011A</a> | <a href="https://fluidigm.my.salesforce.com/sfc/p/700000009DAw/a/4u000001870w/XU6eX2YZtdejnAfGRls.mPHhJTPvhOp30R18ZV_Asw4" target="_blank">MSDS-3000000X</a> | various | Maxpar
CyTOF (Cytometry) | 3168011C | Anti-Human CD199/CCR9 | L053E8 | 168Er | Human | 25 Tests | <a href="https://fluidigm.my.salesforce.com/sfc/p/700000009DAw/a/4u0000019iKs/1m6msVVPYh4Mv44wScV8xmHID2EJHXu1dg5miuMp6dU" target="_blank">PRD009-3168011B</a> | <a href="https://fluidigm.my.salesforce.com/sfc/p/700000009DAw/a/4u000001870w/XU6eX2YZtdejnAfGRls.mPHhJTPvhOp30R18ZV_Asw4" target="_blank">MSDS-3000000X</a> | various | Maxpar
CyTOF (Cytometry) | 3168012A | Anti-Human pStat6 [Y641] | 18 | 168Er | Human | 50 Tests | <a href="https://fluidigm.my.salesforce.com/sfc/p/700000009DAw/a/4u0000019iLj/mibycaS76yB1LvbX3cHWVSKFhAZOoDXsCkKhC1J4nsk" target="_blank">PRD009-3168012A</a> | <a href="https://fluidigm.my.salesforce.com/sfc/p/700000009DAw/a/4u000001870w/XU6eX2YZtdejnAfGRls.mPHhJTPvhOp30R18ZV_Asw4" target="_blank">MSDS-3000000X</a> | various | Maxpar
CyTOF (Cytometry) | 3168012C | Anti-Human pStat6 [Y641] | 18 | 168Er | Human | 25 Tests | <a href="https://fluidigm.my.salesforce.com/sfc/p/700000009DAw/a/4u0000019iLj/mibycaS76yB1LvbX3cHWVSKFhAZOoDXsCkKhC1J4nsk" target="_blank">PRD009-3168012B</a> | <a href="https://fluidigm.my.salesforce.com/sfc/p/700000009DAw/a/4u000001870w/XU6eX2YZtdejnAfGRls.mPHhJTPvhOp30R18ZV_Asw4" target="_blank">MSDS-3000000X</a> | various | Maxpar
CyTOF (Cytometry) | 3168013B | Anti-Human Integrin a9b1 | Y9A2 | 168Er | Rat, Guinea Pig, Human | 100 Tests | <a href="https://fluidigm.my.salesforce.com/sfc/p/700000009DAw/a/4u000000tLdk/q5qHL6P4f11MsM1ZgQfdRo6EWdoRelWrR71l5PeIWFM" target="_blank">PRD009-3168013B</a> | <a href="https://fluidigm.my.salesforce.com/sfc/p/700000009DAw/a/4u000001870w/XU6eX2YZtdejnAfGRls.mPHhJTPvhOp30R18ZV_Asw4" target="_blank">MSDS-3000000X</a> | various | Maxpar
CyTOF (Cytometry) | 3168013C | Anti-Human Integrin a9b1 | Y9A2 | 168Er | Rat, Guinea Pig, Human | 25 Tests | <a href="https://fluidigm.my.salesforce.com/sfc/p/700000009DAw/a/4u000000tLdk/q5qHL6P4f11MsM1ZgQfdRo6EWdoRelWrR71l5PeIWFM" target="_blank">PRD009-3168013B</a> | <a href="https://fluidigm.my.salesforce.com/sfc/p/700000009DAw/a/4u000001870w/XU6eX2YZtdejnAfGRls.mPHhJTPvhOp30R18ZV_Asw4" target="_blank">MSDS-3000000X</a> | various | Maxpar
CyTOF (Cytometry) | 3168014B | Anti-Human CD71 | OKT-9 | 168Er | Human, Mouse | 100 Tests | <a href="https://fluidigm.my.salesforce.com/sfc/p/700000009DAw/a/4u0000019iLk/7SZVb4qayz2wV4xuhwyC_a60p3uzckPjEQb1l3_Beho" target="_blank">PRD009-3168014B</a> | <a href="https://fluidigm.my.salesforce.com/sfc/p/700000009DAw/a/4u000001870w/XU6eX2YZtdejnAfGRls.mPHhJTPvhOp30R18ZV_Asw4" target="_blank">MSDS-3000000X</a> | various | Maxpar
CyTOF (Cytometry) | 3168014C | Anti-Human CD71 | OKT-9 | 168Er | Human, Mouse | 25 Tests | <a href="https://fluidigm.my.salesforce.com/sfc/p/700000009DAw/a/4u0000019iLk/7SZVb4qayz2wV4xuhwyC_a60p3uzckPjEQb1l3_Beho" target="_blank">PRD009-3168014B</a> | <a href="https://fluidigm.my.salesforce.com/sfc/p/700000009DAw/a/4u000001870w/XU6eX2YZtdejnAfGRls.mPHhJTPvhOp30R18ZV_Asw4" target="_blank">MSDS-3000000X</a> | various | Maxpar
CyTOF (Cytometry) | 3168015B | Anti-Human CD73 | AD2 | 168Er | Human | 100 Tests | <a href="https://fluidigm.my.salesforce.com/sfc/p/700000009DAw/a/4u0000019iLw/C0HxiWgQdlTqfpmAFMDsgr2zkFNHC1umT8RIj7yOuJ8" target="_blank">PRD009-3168015B</a> | <a href="https://fluidigm.my.salesforce.com/sfc/p/700000009DAw/a/4u000001870w/XU6eX2YZtdejnAfGRls.mPHhJTPvhOp30R18ZV_Asw4" target="_blank">MSDS-3000000X</a> | various | Maxpar
CyTOF (Cytometry) | 3168015C | Anti-Human CD73 | AD2 | 168Er | Human | 25 Tests | <a href="https://fluidigm.my.salesforce.com/sfc/p/700000009DAw/a/4u0000019iLw/C0HxiWgQdlTqfpmAFMDsgr2zkFNHC1umT8RIj7yOuJ8" target="_blank">PRD009-3168015B</a> | <a href="https://fluidigm.my.salesforce.com/sfc/p/700000009DAw/a/4u000001870w/XU6eX2YZtdejnAfGRls.mPHhJTPvhOp30R18ZV_Asw4" target="_blank">MSDS-3000000X</a> | various | Maxpar
CyTOF (Cytometry) | 3168016B | Anti-Human CD130 | 2E1B02 | 168Er | Human | 100 Tests | <a href="https://fluidigm.my.salesforce.com/sfc/p/700000009DAw/a/4u0000019iM1/kp7sqkGsJwuvb.Dewji8C7kzZAWVA_JY1C0i7FDI_so" target="_blank">PRD009-3168016B</a> | <a href="https://fluidigm.my.salesforce.com/sfc/p/700000009DAw/a/4u000001870w/XU6eX2YZtdejnAfGRls.mPHhJTPvhOp30R18ZV_Asw4" target="_blank">MSDS-3000000X</a> | various | Maxpar
CyTOF (Cytometry) | 3168016C | Anti-Human CD130 | 2E1B02 | 168Er | Human | 25 Tests | <a href="https://fluidigm.my.salesforce.com/sfc/p/700000009DAw/a/4u0000019iM1/kp7sqkGsJwuvb.Dewji8C7kzZAWVA_JY1C0i7FDI_so" target="_blank">PRD009-3168016B</a> | <a href="https://fluidigm.my.salesforce.com/sfc/p/700000009DAw/a/4u000001870w/XU6eX2YZtdejnAfGRls.mPHhJTPvhOp30R18ZV_Asw4" target="_blank">MSDS-3000000X</a> | various | Maxpar
CyTOF (Cytometry) | 3168017B | Anti-Human CD127/IL-7Rα | A019D5 | 168Er | Human, African Green Monkey, Baboon, Cynomolgus Macaque, Rhesus Macaque | 100 Tests | <a href="https://fluidigm.my.salesforce.com/sfc/p/700000009DAw/a/4u0000019iKg/Qwpm9oYQkwt0FREAhBqVGJbIjvsXiDUYxQxXyvh21p0" target="_blank">PRD009-3168017B</a> | <a href="https://fluidigm.my.salesforce.com/sfc/p/700000009DAw/a/4u000001870w/XU6eX2YZtdejnAfGRls.mPHhJTPvhOp30R18ZV_Asw4" target="_blank">MSDS-3000000X</a> | various | Maxpar
CyTOF (Cytometry) | 3168017C | Anti-Human CD127/IL-7Rα | A019D5 | 168Er | Human, African Green Monkey, Baboon, Cynomolgus Macaque, Rhesus Macaque | 25 Tests | <a href="https://fluidigm.my.salesforce.com/sfc/p/700000009DAw/a/4u0000019iKg/Qwpm9oYQkwt0FREAhBqVGJbIjvsXiDUYxQxXyvh21p0" target="_blank">PRD009-3168017B</a> | <a href="https://fluidigm.my.salesforce.com/sfc/p/700000009DAw/a/4u000001870w/XU6eX2YZtdejnAfGRls.mPHhJTPvhOp30R18ZV_Asw4" target="_blank">MSDS-3000000X</a> | various | Maxpar
CyTOF (Cytometry) | 3168024B | Anti-CD278/ICOS | C398.4A | 168Er | Human, Rhesus Macaque, Rat, Mouse, Pig, African Green, Baboon, Cynomolgus Macaque | 100 Tests | <a href="https://fluidigm.my.salesforce.com/sfc/p/700000009DAw/a/4u0000019iO6/4Afyem9uEyckH4Ht4oNJMaGy4Y5V4vFUOOgqq4._LNw" target="_blank">PRD009-3168024B</a> | <a href="https://fluidigm.my.salesforce.com/sfc/p/700000009DAw/a/4u000001870w/XU6eX2YZtdejnAfGRls.mPHhJTPvhOp30R18ZV_Asw4" target="_blank">MSDS-3000000X</a> | various | Maxpar
CyTOF (Cytometry) | 3168024C | Anti-CD278/ICOS | C398.4A | 168Er | Human, Rhesus Macaque, Rat, Mouse, Pig, African Green, Baboon, Cynomolgus Macaque | 25 Tests | <a href="https://fluidigm.my.salesforce.com/sfc/p/700000009DAw/a/4u0000019iO6/4Afyem9uEyckH4Ht4oNJMaGy4Y5V4vFUOOgqq4._LNw" target="_blank">PRD009-3168024B</a> | <a href="https://fluidigm.my.salesforce.com/sfc/p/700000009DAw/a/4u000001870w/XU6eX2YZtdejnAfGRls.mPHhJTPvhOp30R18ZV_Asw4" target="_blank">MSDS-3000000X</a> | various | Maxpar
CyTOF (Cytometry) | 3169002B | Anti-Mouse TCRβ | H57-597 | 169Tm | Mouse | 100 Tests | <a href="https://fluidigm.my.salesforce.com/sfc/p/700000009DAw/a/4u0000019iOB/hY4qOS8vbBB57bT_1PDNkJoFFXxSbx1Hdo3Imvvl8XI" target="_blank">PRD009-3169002B</a> | <a href="https://fluidigm.my.salesforce.com/sfc/p/700000009DAw/a/4u000001870w/XU6eX2YZtdejnAfGRls.mPHhJTPvhOp30R18ZV_Asw4" target="_blank">MSDS-3000000X</a> | various | Maxpar
CyTOF (Cytometry) | 3169002C | Anti-Mouse TCRβ | H57-597 | 169Tm | Mouse | 25 Tests | <a href="https://fluidigm.my.salesforce.com/sfc/p/700000009DAw/a/4u0000019iOB/hY4qOS8vbBB57bT_1PDNkJoFFXxSbx1Hdo3Imvvl8XI" target="_blank">PRD009-3169002B</a> | <a href="https://fluidigm.my.salesforce.com/sfc/p/700000009DAw/a/4u000001870w/XU6eX2YZtdejnAfGRls.mPHhJTPvhOp30R18ZV_Asw4" target="_blank">MSDS-3000000X</a> | various | Maxpar
CyTOF (Cytometry) | 3169003B | Anti-Human CD25 | 2A3 | 169Tm | Human | 100 Tests | <a href="https://fluidigm.my.salesforce.com/sfc/p/700000009DAw/a/4u0000019iOG/OOswMTpAoHlHW0SF_i6TRdddy1nZtNEAqavFew2dTNY" target="_blank">PRD009-3169003B</a> | <a href="https://fluidigm.my.salesforce.com/sfc/p/700000009DAw/a/4u000001870w/XU6eX2YZtdejnAfGRls.mPHhJTPvhOp30R18ZV_Asw4" target="_blank">MSDS-3000000X</a> | various | Maxpar
CyTOF (Cytometry) | 3169003C | Anti-Human CD25 | 2A3 | 169Tm | Human | 25 Tests | <a href="https://fluidigm.my.salesforce.com/sfc/p/700000009DAw/a/4u0000019iOG/OOswMTpAoHlHW0SF_i6TRdddy1nZtNEAqavFew2dTNY" target="_blank">PRD009-3169003B</a> | <a href="https://fluidigm.my.salesforce.com/sfc/p/700000009DAw/a/4u000001870w/XU6eX2YZtdejnAfGRls.mPHhJTPvhOp30R18ZV_Asw4" target="_blank">MSDS-3000000X</a> | various | Maxpar
CyTOF (Cytometry) | 3169004B | Anti-Human CD24 | ML5 | 169Tm | Human, Chimpanzee | 100 Tests | <a href="https://fluidigm.my.salesforce.com/sfc/p/700000009DAw/a/4u0000019iOL/eWoI2VuJ7ko_yuoxKTpEJDx40cTQk160iicB6LYjeDY" target="_blank">PRD009-3169004B</a> | <a href="https://fluidigm.my.salesforce.com/sfc/p/700000009DAw/a/4u000001870w/XU6eX2YZtdejnAfGRls.mPHhJTPvhOp30R18ZV_Asw4" target="_blank">MSDS-3000000X</a> | various | Maxpar
CyTOF (Cytometry) | 3169004C | Anti-Human CD24 | ML5 | 169Tm | Human, Chimpanzee | 25 Tests | <a href="https://fluidigm.my.salesforce.com/sfc/p/700000009DAw/a/4u0000019iOL/eWoI2VuJ7ko_yuoxKTpEJDx40cTQk160iicB6LYjeDY" target="_blank">PRD009-3169004B</a> | <a href="https://fluidigm.my.salesforce.com/sfc/p/700000009DAw/a/4u000001870w/XU6eX2YZtdejnAfGRls.mPHhJTPvhOp30R18ZV_Asw4" target="_blank">MSDS-3000000X</a> | various | Maxpar
CyTOF (Cytometry) | 3169005B | Anti-Mouse IL-17A | TC11-18H10.1 | 169Tm | Mouse | 100 Tests | <a href="https://fluidigm.my.salesforce.com/sfc/p/700000009DAw/a/4u0000019iOQ/fOctzn.jgKIYcksJQrM7jvcBvzL19cr3pd4W856KKII" target="_blank">PRD009-3169005B</a> | <a href="https://fluidigm.my.salesforce.com/sfc/p/700000009DAw/a/4u000001870w/XU6eX2YZtdejnAfGRls.mPHhJTPvhOp30R18ZV_Asw4" target="_blank">MSDS-3000000X</a> | various | Maxpar
CyTOF (Cytometry) | 3169005C | Anti-Mouse IL-17A | TC11-18H10.1 | 169Tm | Mouse | 25 Tests | <a href="https://fluidigm.my.salesforce.com/sfc/p/700000009DAw/a/4u0000019iOQ/fOctzn.jgKIYcksJQrM7jvcBvzL19cr3pd4W856KKII" target="_blank">PRD009-3169005B</a> | <a href="https://fluidigm.my.salesforce.com/sfc/p/700000009DAw/a/4u000001870w/XU6eX2YZtdejnAfGRls.mPHhJTPvhOp30R18ZV_Asw4" target="_blank">MSDS-3000000X</a> | various | Maxpar
CyTOF (Cytometry) | 3169006B | Anti-Human IL-17A | BL168 | 169Tm | Human | 100 Tests | <a href="https://fluidigm.my.salesforce.com/sfc/p/700000009DAw/a/4u0000019iOV/jav9r3DYSXkeRcMSXMP3u3K4MaFHG9Gwqfu_pCWp4Nk" target="_blank">PRD009-3169006B</a> | <a href="https://fluidigm.my.salesforce.com/sfc/p/700000009DAw/a/4u000001870w/XU6eX2YZtdejnAfGRls.mPHhJTPvhOp30R18ZV_Asw4" target="_blank">MSDS-3000000X</a> | various | Maxpar
CyTOF (Cytometry) | 3169006C | Anti-Human IL-17A | BL168 | 169Tm | Human | 25 Tests | <a href="https://fluidigm.my.salesforce.com/sfc/p/700000009DAw/a/4u0000019iOV/jav9r3DYSXkeRcMSXMP3u3K4MaFHG9Gwqfu_pCWp4Nk" target="_blank">PRD009-3169006B</a> | <a href="https://fluidigm.my.salesforce.com/sfc/p/700000009DAw/a/4u000001870w/XU6eX2YZtdejnAfGRls.mPHhJTPvhOp30R18ZV_Asw4" target="_blank">MSDS-3000000X</a> | various | Maxpar
CyTOF (Cytometry) | 3169008B | Anti-Human CD45RA | HI100 | 169Tm | Human, Chimpanzee | 100 Tests | <a href="https://fluidigm.my.salesforce.com/sfc/p/700000009DAw/a/4u0000019iOR/w0Wql4yEw1ekpT0gLQ238vHdc6RoHbB8.OJXkQnYQrw" target="_blank">PRD009-3169008B</a> | <a href="https://fluidigm.my.salesforce.com/sfc/p/700000009DAw/a/4u000001870w/XU6eX2YZtdejnAfGRls.mPHhJTPvhOp30R18ZV_Asw4" target="_blank">MSDS-3000000X</a> | various | Maxpar
CyTOF (Cytometry) | 3169008C | Anti-Human CD45RA | HI100 | 169Tm | Human, Chimpanzee | 25 Tests | <a href="https://fluidigm.my.salesforce.com/sfc/p/700000009DAw/a/4u0000019iOR/w0Wql4yEw1ekpT0gLQ238vHdc6RoHbB8.OJXkQnYQrw" target="_blank">PRD009-3169008B</a> | <a href="https://fluidigm.my.salesforce.com/sfc/p/700000009DAw/a/4u000001870w/XU6eX2YZtdejnAfGRls.mPHhJTPvhOp30R18ZV_Asw4" target="_blank">MSDS-3000000X</a> | various | Maxpar
CyTOF (Cytometry) | 3169010B | Anti-Human CD33 | WM53 | 169Tm | Human, Chimpanzee | 100 Tests | <a href="https://fluidigm.my.salesforce.com/sfc/p/700000009DAw/a/4u000000Mz1f/j8rSlVB_DTKxxm6ZISe4GxcLjDMlIaZXK.9epTp1kls" target="_blank">PRD009-3169010B</a> | <a href="https://fluidigm.my.salesforce.com/sfc/p/700000009DAw/a/4u000001870w/XU6eX2YZtdejnAfGRls.mPHhJTPvhOp30R18ZV_Asw4" target="_blank">MSDS-3000000X</a> | various | Maxpar
CyTOF (Cytometry) | 3169010C | Anti-Human CD33 | WM53 | 169Tm | Human, Chimpanzee | 25 Tests | <a href="https://fluidigm.my.salesforce.com/sfc/p/700000009DAw/a/4u000000Mz1f/j8rSlVB_DTKxxm6ZISe4GxcLjDMlIaZXK.9epTp1kls" target="_blank">PRD009-3169010B</a> | <a href="https://fluidigm.my.salesforce.com/sfc/p/700000009DAw/a/4u000001870w/XU6eX2YZtdejnAfGRls.mPHhJTPvhOp30R18ZV_Asw4" target="_blank">MSDS-3000000X</a> | various | Maxpar
CyTOF (Cytometry) | 3169011B | Anti-Human CD19 | HIB19 | 169Tm | Human, Chimpanzee | 100 Tests | <a href="https://fluidigm.my.salesforce.com/sfc/p/700000009DAw/a/4u0000019iOa/1gVDQYSBOMLPmRgiWUmliXksnUMeOjKUSkp_Ibo7bro" target="_blank">PRD009-3169011B</a> | <a href="https://fluidigm.my.salesforce.com/sfc/p/700000009DAw/a/4u000001870w/XU6eX2YZtdejnAfGRls.mPHhJTPvhOp30R18ZV_Asw4" target="_blank">MSDS-3000000X</a> | various | Maxpar
CyTOF (Cytometry) | 3169011C | Anti-Human CD19 | HIB19 | 169Tm | Human, Chimpanzee | 25 Tests | <a href="https://fluidigm.my.salesforce.com/sfc/p/700000009DAw/a/4u0000019iOa/1gVDQYSBOMLPmRgiWUmliXksnUMeOjKUSkp_Ibo7bro" target="_blank">PRD009-3169011B</a> | <a href="https://fluidigm.my.salesforce.com/sfc/p/700000009DAw/a/4u000001870w/XU6eX2YZtdejnAfGRls.mPHhJTPvhOp30R18ZV_Asw4" target="_blank">MSDS-3000000X</a> | various | Maxpar
CyTOF (Cytometry) | 3169014A | Anti-Human Nanog | N31-355 | 169Tm | Human | 50 Tests | <a href="https://fluidigm.my.salesforce.com/sfc/p/700000009DAw/a/4u0000019iOk/uqP6h2TcCHg0nG7AF6x3ChzczFxQZ8XkJC63AcEcQ_s" target="_blank">PRD009-3169014A</a> | <a href="https://fluidigm.my.salesforce.com/sfc/p/700000009DAw/a/4u000001870w/XU6eX2YZtdejnAfGRls.mPHhJTPvhOp30R18ZV_Asw4" target="_blank">MSDS-3000000X</a> | various | Maxpar
CyTOF (Cytometry) | 3169014C | Anti-Human Nanog | N31-355 | 169Tm | Human | 25 Tests | <a href="https://fluidigm.my.salesforce.com/sfc/p/700000009DAw/a/4u0000019iOk/uqP6h2TcCHg0nG7AF6x3ChzczFxQZ8XkJC63AcEcQ_s" target="_blank">PRD009-3169014B</a> | <a href="https://fluidigm.my.salesforce.com/sfc/p/700000009DAw/a/4u000001870w/XU6eX2YZtdejnAfGRls.mPHhJTPvhOp30R18ZV_Asw4" target="_blank">MSDS-3000000X</a> | various | Maxpar
CyTOF (Cytometry) | 3169015B | Anti-Mouse Sca-1/Ly-6A/E | D7 | 169Tm | Mouse | 100 Tests | <a href="https://fluidigm.my.salesforce.com/sfc/p/700000009DAw/a/4u0000019iOp/HPeUxLgpc4d4K6tr.yyCwKkSBVuLLKjMKjKv6rv0UrU" target="_blank">PRD009-3169015B</a> | <a href="https://fluidigm.my.salesforce.com/sfc/p/700000009DAw/a/4u000001870w/XU6eX2YZtdejnAfGRls.mPHhJTPvhOp30R18ZV_Asw4" target="_blank">MSDS-3000000X</a> | various | Maxpar
CyTOF (Cytometry) | 3169015C | Anti-Mouse Sca-1/Ly-6A/E | D7 | 169Tm | Mouse | 25 Tests | <a href="https://fluidigm.my.salesforce.com/sfc/p/700000009DAw/a/4u0000019iOp/HPeUxLgpc4d4K6tr.yyCwKkSBVuLLKjMKjKv6rv0UrU" target="_blank">PRD009-3169015B</a> | <a href="https://fluidigm.my.salesforce.com/sfc/p/700000009DAw/a/4u000001870w/XU6eX2YZtdejnAfGRls.mPHhJTPvhOp30R18ZV_Asw4" target="_blank">MSDS-3000000X</a> | various | Maxpar
CyTOF (Cytometry) | 3169016B | Anti-Human IL-13 | JES10-5A2 | 169Tm | Human | 100 Tests | <a href="https://fluidigm.my.salesforce.com/sfc/p/700000009DAw/a/4u0000019iOu/VzXrjOJoOf22tdlEMyhaJgh0MO4AzcNURo_7TrR7CGw" target="_blank">PRD009-3169016B</a> | <a href="https://fluidigm.my.salesforce.com/sfc/p/700000009DAw/a/4u000001870w/XU6eX2YZtdejnAfGRls.mPHhJTPvhOp30R18ZV_Asw4" target="_blank">MSDS-3000000X</a> | various | Maxpar
CyTOF (Cytometry) | 3169016C | Anti-Human IL-13 | JES10-5A2 | 169Tm | Human | 25 Tests | <a href="https://fluidigm.my.salesforce.com/sfc/p/700000009DAw/a/4u0000019iOu/VzXrjOJoOf22tdlEMyhaJgh0MO4AzcNURo_7TrR7CGw" target="_blank">PRD009-3169016B</a> | <a href="https://fluidigm.my.salesforce.com/sfc/p/700000009DAw/a/4u000001870w/XU6eX2YZtdejnAfGRls.mPHhJTPvhOp30R18ZV_Asw4" target="_blank">MSDS-3000000X</a> | various | Maxpar
CyTOF (Cytometry) | 3169017A | Anti-EGFR | D38B1 | 169Tm | Mouse, Human, Monkey | 50 Tests | <a href="https://fluidigm.my.salesforce.com/sfc/p/700000009DAw/a/4u0000019iOv/e3KuU_knTGqQH5DUCgYcLYUN0A77sXNBbCywRuNfvvU" target="_blank">PRD009-3169017A</a> | <a href="https://fluidigm.my.salesforce.com/sfc/p/700000009DAw/a/4u000001870w/XU6eX2YZtdejnAfGRls.mPHhJTPvhOp30R18ZV_Asw4" target="_blank">MSDS-3000000X</a> | various | Maxpar
CyTOF (Cytometry) | 3169017C | Anti-EGFR | D38B1 | 169Tm | Mouse, Human, Monkey | 25 Tests | <a href="https://fluidigm.my.salesforce.com/sfc/p/700000009DAw/a/4u0000019iOv/e3KuU_knTGqQH5DUCgYcLYUN0A77sXNBbCywRuNfvvU" target="_blank">PRD009-3169017B</a> | <a href="https://fluidigm.my.salesforce.com/sfc/p/700000009DAw/a/4u000001870w/XU6eX2YZtdejnAfGRls.mPHhJTPvhOp30R18ZV_Asw4" target="_blank">MSDS-3000000X</a> | various | Maxpar
CyTOF (Cytometry) | 3169018B | Anti-Human CD304/Neuropilin-1 | 12C2 | 169Tm | Human | 100 Tests | <a href="https://fluidigm.my.salesforce.com/sfc/p/700000009DAw/a/4u0000019iOz/OZfk.laKQcC1_NVopLbuf3RteJrUpjrANVLGSXT7evI" target="_blank">PRD009-3169018B</a> | <a href="https://fluidigm.my.salesforce.com/sfc/p/700000009DAw/a/4u000001870w/XU6eX2YZtdejnAfGRls.mPHhJTPvhOp30R18ZV_Asw4" target="_blank">MSDS-3000000X</a> | various | Maxpar
CyTOF (Cytometry) | 3169018C | Anti-Human CD304/Neuropilin-1 | 12C2 | 169Tm | Human | 25 Tests | <a href="https://fluidigm.my.salesforce.com/sfc/p/700000009DAw/a/4u0000019iOz/OZfk.laKQcC1_NVopLbuf3RteJrUpjrANVLGSXT7evI" target="_blank">PRD009-3169018B</a> | <a href="https://fluidigm.my.salesforce.com/sfc/p/700000009DAw/a/4u000001870w/XU6eX2YZtdejnAfGRls.mPHhJTPvhOp30R18ZV_Asw4" target="_blank">MSDS-3000000X</a> | various | Maxpar
CyTOF (Cytometry) | 3169020B | Anti-Human CD32 | FUN-2 | 169Tm | Human, African Green, Baboon, Cynomolgus, Rhesus | 100 Tests | <a href="https://fluidigm.my.salesforce.com/sfc/p/700000009DAw/a/4u0000019iP4/hCe7PG7tbBtNudpz2MsTCgeWwwMflbYpW9nlb3sroZs" target="_blank">PRD009-3169020B</a> | <a href="https://fluidigm.my.salesforce.com/sfc/p/700000009DAw/a/4u000001870w/XU6eX2YZtdejnAfGRls.mPHhJTPvhOp30R18ZV_Asw4" target="_blank">MSDS-3000000X</a> | various | Maxpar
CyTOF (Cytometry) | 3169020C | Anti-Human CD32 | FUN-2 | 169Tm | Human, African Green, Baboon, Cynomolgus, Rhesus | 25 Tests | <a href="https://fluidigm.my.salesforce.com/sfc/p/700000009DAw/a/4u0000019iP4/hCe7PG7tbBtNudpz2MsTCgeWwwMflbYpW9nlb3sroZs" target="_blank">PRD009-3169020B</a> | <a href="https://fluidigm.my.salesforce.com/sfc/p/700000009DAw/a/4u000001870w/XU6eX2YZtdejnAfGRls.mPHhJTPvhOp30R18ZV_Asw4" target="_blank">MSDS-3000000X</a> | various | Maxpar
CyTOF (Cytometry) | 3169021B | Anti-Mouse CD206/MMR | C068C2 | 169Tm | Mouse | 100 Tests | <a href="https://fluidigm.my.salesforce.com/sfc/p/700000009DAw/a/4u0000019iP9/TOw8cOgivHpoNcrcUSITGmubcUSyBoJdtur6WOquLSo" target="_blank">PRD009-3169021B</a> | <a href="https://fluidigm.my.salesforce.com/sfc/p/700000009DAw/a/4u000001870w/XU6eX2YZtdejnAfGRls.mPHhJTPvhOp30R18ZV_Asw4" target="_blank">MSDS-3000000X</a> | various | Maxpar
CyTOF (Cytometry) | 3169021C | Anti-Mouse CD206/MMR | C068C2 | 169Tm | Mouse | 25 Tests | <a href="https://fluidigm.my.salesforce.com/sfc/p/700000009DAw/a/4u0000019iP9/TOw8cOgivHpoNcrcUSITGmubcUSyBoJdtur6WOquLSo" target="_blank">PRD009-3169021B</a> | <a href="https://fluidigm.my.salesforce.com/sfc/p/700000009DAw/a/4u000001870w/XU6eX2YZtdejnAfGRls.mPHhJTPvhOp30R18ZV_Asw4" target="_blank">MSDS-3000000X</a> | various | Maxpar
CyTOF (Cytometry) | 3169028B | Anti-Human CD366/Tim-3 | F38-2E2 | 169Tm | Human | 100 Tests | <a href="https://fluidigm.my.salesforce.com/sfc/p/700000009DAw/a/4u000000MzUq/ITFcdYA_I6CBjaTRazc06zouMgN9EzS4qHtFRTXgZJs" target="_blank">PRD009-3169028B</a> | <a href="https://fluidigm.my.salesforce.com/sfc/p/700000009DAw/a/4u000001870w/XU6eX2YZtdejnAfGRls.mPHhJTPvhOp30R18ZV_Asw4" target="_blank">MSDS-3000000X</a> | various | Maxpar
CyTOF (Cytometry) | 3169028C | Anti-Human CD366/Tim-3 | F38-2E2 | 169Tm | Human | 25 Tests | <a href="https://fluidigm.my.salesforce.com/sfc/p/700000009DAw/a/4u000000MzUq/ITFcdYA_I6CBjaTRazc06zouMgN9EzS4qHtFRTXgZJs" target="_blank">PRD009-3169028B</a> | <a href="https://fluidigm.my.salesforce.com/sfc/p/700000009DAw/a/4u000001870w/XU6eX2YZtdejnAfGRls.mPHhJTPvhOp30R18ZV_Asw4" target="_blank">MSDS-3000000X</a> | various | Maxpar
CyTOF (Cytometry) | 3169029B | Anti-Human CD274/PD-L1 | MIH1 | 169Tm | Human | 100 Tests | <a href="https://fluidigm.my.salesforce.com/sfc/p/700000009DAw/a/4u0000019iSw/yHQjNLfbgGsbdnlOai75K8T73cjbsVbzdHGxufr_h0Q" target="_blank">PRD009-3169029B</a> | <a href="https://fluidigm.my.salesforce.com/sfc/p/700000009DAw/a/4u000001870w/XU6eX2YZtdejnAfGRls.mPHhJTPvhOp30R18ZV_Asw4" target="_blank">MSDS-3000000X</a> | various | Maxpar
CyTOF (Cytometry) | 3169029C | Anti-Human CD274/PD-L1 | MIH1 | 169Tm | Human | 25 Tests | <a href="https://fluidigm.my.salesforce.com/sfc/p/700000009DAw/a/4u0000019iSw/yHQjNLfbgGsbdnlOai75K8T73cjbsVbzdHGxufr_h0Q" target="_blank">PRD009-3169029B</a> | <a href="https://fluidigm.my.salesforce.com/sfc/p/700000009DAw/a/4u000001870w/XU6eX2YZtdejnAfGRls.mPHhJTPvhOp30R18ZV_Asw4" target="_blank">MSDS-3000000X</a> | various | Maxpar
CyTOF (Cytometry) | 3169030B | Anti-Human CD278/ICOS | C398.4A | 169Tm | Human, Rhesus Macaque, Rat, Mouse, Pig, African Green, Baboon, Cynomolgus Macaque | 100 Tests | <a href="https://fluidigm.my.salesforce.com/sfc/p/700000009DAw/a/4u000000MzWN/jPl.E..TrIZYarIqZ_DduNyu7IUoMLyw_pmCgqPa9xg" target="_blank">PRD009-3169030B</a> | <a href="https://fluidigm.my.salesforce.com/sfc/p/700000009DAw/a/4u000001870w/XU6eX2YZtdejnAfGRls.mPHhJTPvhOp30R18ZV_Asw4" target="_blank">MSDS-3000000X</a> | various | Maxpar
CyTOF (Cytometry) | 3169030C | Anti-Human CD278/ICOS | C398.4A | 169Tm | Human, Rhesus Macaque, Rat, Mouse, Pig, African Green, Baboon, Cynomolgus Macaque | 25 Tests | <a href="https://fluidigm.my.salesforce.com/sfc/p/700000009DAw/a/4u000000MzWN/jPl.E..TrIZYarIqZ_DduNyu7IUoMLyw_pmCgqPa9xg" target="_blank">PRD009-3169030B</a> | <a href="https://fluidigm.my.salesforce.com/sfc/p/700000009DAw/a/4u000001870w/XU6eX2YZtdejnAfGRls.mPHhJTPvhOp30R18ZV_Asw4" target="_blank">MSDS-3000000X</a> | various | Maxpar
CyTOF (Cytometry) | 3170001B | Anti-Human CD3 | UCHT1 | 170Er | Human, Chimpanzee | 100 Tests | <a href="https://fluidigm.my.salesforce.com/sfc/p/700000009DAw/a/4u0000019iPE/HrT8EbVaIdW53pmuMSmwevV2ypAb5fvJ9O3kst3SBAg" target="_blank">PRD009-3170001B</a> | <a href="https://fluidigm.my.salesforce.com/sfc/p/700000009DAw/a/4u000001870w/XU6eX2YZtdejnAfGRls.mPHhJTPvhOp30R18ZV_Asw4" target="_blank">MSDS-3000000X</a> | various | Maxpar
CyTOF (Cytometry) | 3170001C | Anti-Human CD3 | UCHT1 | 170Er | Human, Chimpanzee | 25 Tests | <a href="https://fluidigm.my.salesforce.com/sfc/p/700000009DAw/a/4u0000019iPE/HrT8EbVaIdW53pmuMSmwevV2ypAb5fvJ9O3kst3SBAg" target="_blank">PRD009-3170001B</a> | <a href="https://fluidigm.my.salesforce.com/sfc/p/700000009DAw/a/4u000001870w/XU6eX2YZtdejnAfGRls.mPHhJTPvhOp30R18ZV_Asw4" target="_blank">MSDS-3000000X</a> | various | Maxpar
CyTOF (Cytometry) | 3170002B | Anti-Mouse NK1.1 | PK136 | 170Er | Mouse | 100 Tests | <a href="https://fluidigm.my.salesforce.com/sfc/p/700000009DAw/a/4u0000019iPJ/Z2nFZrBmFowQUm7OddjZ.4u9BWGfMr6RTI0VNgFKE2o" target="_blank">PRD009-3170002B</a> | <a href="https://fluidigm.my.salesforce.com/sfc/p/700000009DAw/a/4u000001870w/XU6eX2YZtdejnAfGRls.mPHhJTPvhOp30R18ZV_Asw4" target="_blank">MSDS-3000000X</a> | various | Maxpar
CyTOF (Cytometry) | 3170002C | Anti-Mouse NK1.1 | PK136 | 170Er | Mouse | 25 Tests | <a href="https://fluidigm.my.salesforce.com/sfc/p/700000009DAw/a/4u0000019iPJ/Z2nFZrBmFowQUm7OddjZ.4u9BWGfMr6RTI0VNgFKE2o" target="_blank">PRD009-3170002B</a> | <a href="https://fluidigm.my.salesforce.com/sfc/p/700000009DAw/a/4u000001870w/XU6eX2YZtdejnAfGRls.mPHhJTPvhOp30R18ZV_Asw4" target="_blank">MSDS-3000000X</a> | various | Maxpar
CyTOF (Cytometry) | 3170003B | Anti-Biotin | 1D4-C5 | 170Er | All species | 100 Tests | <a href="https://fluidigm.my.salesforce.com/sfc/p/700000009DAw/a/4u0000019iPK/sDW2qWgRlY_rzKeuswuNwNAWbLopPtFZHD64omiKsH8" target="_blank">PRD009-3170003B</a> | <a href="https://fluidigm.my.salesforce.com/sfc/p/700000009DAw/a/4u000001870w/XU6eX2YZtdejnAfGRls.mPHhJTPvhOp30R18ZV_Asw4" target="_blank">MSDS-3000000X</a> | various | Maxpar
CyTOF (Cytometry) | 3170003C | Anti-Biotin | 1D4-C5 | 170Er | All species | 25 Tests | <a href="https://fluidigm.my.salesforce.com/sfc/p/700000009DAw/a/4u0000019iPK/sDW2qWgRlY_rzKeuswuNwNAWbLopPtFZHD64omiKsH8" target="_blank">PRD009-3170003B</a> | <a href="https://fluidigm.my.salesforce.com/sfc/p/700000009DAw/a/4u000001870w/XU6eX2YZtdejnAfGRls.mPHhJTPvhOp30R18ZV_Asw4" target="_blank">MSDS-3000000X</a> | various | Maxpar
CyTOF (Cytometry) | 3170004B | Anti-Human CD122/IL-2Rβ | Tu27 | 170Er | Human, African Green, Baboon, Cynomolgus, Rhesus | 100 Tests | <a href="https://fluidigm.my.salesforce.com/sfc/p/700000009DAw/a/4u0000019iPL/bNVEDKt0wzSIsZTHPHDqAs9OHk0kDSJ3oEz4JdUdxKg" target="_blank">PRD009-3170004B</a> | <a href="https://fluidigm.my.salesforce.com/sfc/p/700000009DAw/a/4u000001870w/XU6eX2YZtdejnAfGRls.mPHhJTPvhOp30R18ZV_Asw4" target="_blank">MSDS-3000000X</a> | various | Maxpar
CyTOF (Cytometry) | 3170004C | Anti-Human CD122/IL-2Rβ | Tu27 | 170Er | Human, African Green, Baboon, Cynomolgus, Rhesus | 25 Tests | <a href="https://fluidigm.my.salesforce.com/sfc/p/700000009DAw/a/4u0000019iPL/bNVEDKt0wzSIsZTHPHDqAs9OHk0kDSJ3oEz4JdUdxKg" target="_blank">PRD009-3170004B</a> | <a href="https://fluidigm.my.salesforce.com/sfc/p/700000009DAw/a/4u000001870w/XU6eX2YZtdejnAfGRls.mPHhJTPvhOp30R18ZV_Asw4" target="_blank">MSDS-3000000X</a> | various | Maxpar
CyTOF (Cytometry) | 3170005B | Anti-Human CD152/CTLA-4 | 14D3 | 170Er | Human, Rhesus Macaque | 100 Tests | <a href="https://fluidigm.my.salesforce.com/sfc/p/700000009DAw/a/4u0000019iPO/755UyDhPWiVrAzqYtA8CNPMOXiFK9DB.Pr7RRdp9E_o" target="_blank">PRD009-3170005B</a> | <a href="https://fluidigm.my.salesforce.com/sfc/p/700000009DAw/a/4u000001870w/XU6eX2YZtdejnAfGRls.mPHhJTPvhOp30R18ZV_Asw4" target="_blank">MSDS-3000000X</a> | various | Maxpar
CyTOF (Cytometry) | 3170005C | Anti-Human CD152/CTLA-4 | 14D3 | 170Er | Human, Rhesus Macaque | 25 Tests | <a href="https://fluidigm.my.salesforce.com/sfc/p/700000009DAw/a/4u0000019iPO/755UyDhPWiVrAzqYtA8CNPMOXiFK9DB.Pr7RRdp9E_o" target="_blank">PRD009-3170005B</a> | <a href="https://fluidigm.my.salesforce.com/sfc/p/700000009DAw/a/4u000001870w/XU6eX2YZtdejnAfGRls.mPHhJTPvhOp30R18ZV_Asw4" target="_blank">MSDS-3000000X</a> | various | Maxpar
CyTOF (Cytometry) | 3170007B | Anti-Human CD3e | SP34-2 | 170Er | Human, Rhesus, Cynomolgus, Baboon | 100 Tests | <a href="https://fluidigm.my.salesforce.com/sfc/p/700000009DAw/a/4u0000019iPP/gIwVcwiRfGLg_gEJi6tn_NcaVvSM4SpPnM.fFX0aGUw" target="_blank">PRD009-3170007B</a> | <a href="https://fluidigm.my.salesforce.com/sfc/p/700000009DAw/a/4u000001870w/XU6eX2YZtdejnAfGRls.mPHhJTPvhOp30R18ZV_Asw4" target="_blank">MSDS-3000000X</a> | various | Maxpar
CyTOF (Cytometry) | 3170007C | Anti-Human CD3e | SP34-2 | 170Er | Human, Rhesus, Cynomolgus, Baboon | 25 Tests | <a href="https://fluidigm.my.salesforce.com/sfc/p/700000009DAw/a/4u0000019iPP/gIwVcwiRfGLg_gEJi6tn_NcaVvSM4SpPnM.fFX0aGUw" target="_blank">PRD009-3170007B</a> | <a href="https://fluidigm.my.salesforce.com/sfc/p/700000009DAw/a/4u000001870w/XU6eX2YZtdejnAfGRls.mPHhJTPvhOp30R18ZV_Asw4" target="_blank">MSDS-3000000X</a> | various | Maxpar
CyTOF (Cytometry) | 3170008B | Anti-Mouse CD49b | HMα2 | 170Er | Mouse | 100 Tests | <a href="https://fluidigm.my.salesforce.com/sfc/p/700000009DAw/a/4u0000019iPF/U2lRa7N8rZPMORXHWJH34g2vQDfyU6ivauA3CerIulE" target="_blank">PRD009-3170008B</a> | <a href="https://fluidigm.my.salesforce.com/sfc/p/700000009DAw/a/4u000001870w/XU6eX2YZtdejnAfGRls.mPHhJTPvhOp30R18ZV_Asw4" target="_blank">MSDS-3000000X</a> | various | Maxpar
CyTOF (Cytometry) | 3170008C | Anti-Mouse CD49b | HMα2 | 170Er | Mouse | 25 Tests | <a href="https://fluidigm.my.salesforce.com/sfc/p/700000009DAw/a/4u0000019iPF/U2lRa7N8rZPMORXHWJH34g2vQDfyU6ivauA3CerIulE" target="_blank">PRD009-3170008B</a> | <a href="https://fluidigm.my.salesforce.com/sfc/p/700000009DAw/a/4u000001870w/XU6eX2YZtdejnAfGRls.mPHhJTPvhOp30R18ZV_Asw4" target="_blank">MSDS-3000000X</a> | various | Maxpar
CyTOF (Cytometry) | 3170009B | Anti-Human EGFR | AY13 | 170Er | Human | 100 Tests | <a href="https://fluidigm.my.salesforce.com/sfc/p/700000009DAw/a/4u0000019iOq/aLjUDewunhoIkvpnrAG5TGpY00cz.Ri3wuoCfCUoI.Y" target="_blank">PRD009-3170009B</a> | <a href="https://fluidigm.my.salesforce.com/sfc/p/700000009DAw/a/4u000001870w/XU6eX2YZtdejnAfGRls.mPHhJTPvhOp30R18ZV_Asw4" target="_blank">MSDS-3000000X</a> | various | Maxpar
CyTOF (Cytometry) | 3170009C | Anti-Human EGFR | AY13 | 170Er | Human | 25 Tests | <a href="https://fluidigm.my.salesforce.com/sfc/p/700000009DAw/a/4u0000019iOq/aLjUDewunhoIkvpnrAG5TGpY00cz.Ri3wuoCfCUoI.Y" target="_blank">PRD009-3170009B</a> | <a href="https://fluidigm.my.salesforce.com/sfc/p/700000009DAw/a/4u000001870w/XU6eX2YZtdejnAfGRls.mPHhJTPvhOp30R18ZV_Asw4" target="_blank">MSDS-3000000X</a> | various | Maxpar
CyTOF (Cytometry) | 3170010B | Anti-Human CD45RA | HI100 | 170Er | Human, Chimpanzee | 100 Tests | <a href="https://fluidigm.my.salesforce.com/sfc/p/700000009DAw/a/4u0000019iPA/1MkDUUZCEo4HnE98WoTK6OxYcbwTcP.Hwu58N13uYCw" target="_blank">PRD009-3170010B</a> | <a href="https://fluidigm.my.salesforce.com/sfc/p/700000009DAw/a/4u000001870w/XU6eX2YZtdejnAfGRls.mPHhJTPvhOp30R18ZV_Asw4" target="_blank">MSDS-3000000X</a> | various | Maxpar
CyTOF (Cytometry) | 3170010C | Anti-Human CD45RA | HI100 | 170Er | Human, Chimpanzee | 25 Tests | <a href="https://fluidigm.my.salesforce.com/sfc/p/700000009DAw/a/4u0000019iPA/1MkDUUZCEo4HnE98WoTK6OxYcbwTcP.Hwu58N13uYCw" target="_blank">PRD009-3170010B</a> | <a href="https://fluidigm.my.salesforce.com/sfc/p/700000009DAw/a/4u000001870w/XU6eX2YZtdejnAfGRls.mPHhJTPvhOp30R18ZV_Asw4" target="_blank">MSDS-3000000X</a> | various | Maxpar
CyTOF (Cytometry) | 3170011B | Anti-Mouse CD154/CD40Ligand | MR1 | 170Er | Mouse | 100 Tests | <a href="https://fluidigm.my.salesforce.com/sfc/p/700000009DAw/a/4u0000019iPi/FvLKMOI1CdOcHcbn2_2bYxlbCtO0NO83UF_p6EU5tP4" target="_blank">PRD009-3170011B</a> | <a href="https://fluidigm.my.salesforce.com/sfc/p/700000009DAw/a/4u000001870w/XU6eX2YZtdejnAfGRls.mPHhJTPvhOp30R18ZV_Asw4" target="_blank">MSDS-3000000X</a> | various | Maxpar
CyTOF (Cytometry) | 3170011C | Anti-Mouse CD154/CD40Ligand | MR1 | 170Er | Mouse | 25 Tests | <a href="https://fluidigm.my.salesforce.com/sfc/p/700000009DAw/a/4u0000019iPi/FvLKMOI1CdOcHcbn2_2bYxlbCtO0NO83UF_p6EU5tP4" target="_blank">PRD009-3170011B</a> | <a href="https://fluidigm.my.salesforce.com/sfc/p/700000009DAw/a/4u000001870w/XU6eX2YZtdejnAfGRls.mPHhJTPvhOp30R18ZV_Asw4" target="_blank">MSDS-3000000X</a> | various | Maxpar
CyTOF (Cytometry) | 3170012B | Anti-Human CD99 | HCD99 | 170Er | Human, African Green, Baboon, Cynomolgus | 100 Tests | <a href="https://fluidigm.my.salesforce.com/sfc/p/700000009DAw/a/4u0000019iPj/EIy5LJgrzbCzLkQx.DcJqeAIyOF5fzy_Wg4NyB3vk3A" target="_blank">PRD009-3170012B</a> | <a href="https://fluidigm.my.salesforce.com/sfc/p/700000009DAw/a/4u000001870w/XU6eX2YZtdejnAfGRls.mPHhJTPvhOp30R18ZV_Asw4" target="_blank">MSDS-3000000X</a> | various | Maxpar
CyTOF (Cytometry) | 3170012C | Anti-Human CD99 | HCD99 | 170Er | Human, African Green, Baboon, Cynomolgus | 25 Tests | <a href="https://fluidigm.my.salesforce.com/sfc/p/700000009DAw/a/4u0000019iPj/EIy5LJgrzbCzLkQx.DcJqeAIyOF5fzy_Wg4NyB3vk3A" target="_blank">PRD009-3170012B</a> | <a href="https://fluidigm.my.salesforce.com/sfc/p/700000009DAw/a/4u000001870w/XU6eX2YZtdejnAfGRls.mPHhJTPvhOp30R18ZV_Asw4" target="_blank">MSDS-3000000X</a> | various | Maxpar
CyTOF (Cytometry) | 3170013B | Anti-Human HLA-DR | L243 | 170Er | Human, Cynomolgus Macaque, Rhesus Macaque, African Green, Baboon, Chimpanzee, Dog, Common Marmoset, Squirrel Monkey, Cotton-Topped Tamarin | 100 Tests | <a href="https://fluidigm.my.salesforce.com/sfc/p/700000009DAw/a/4u0000019iPG/Eb23YmuSFntXXIIWEnPmY_iwjCMV3kzrsISV9cR_51g" target="_blank">PRD009-3170013B</a> | <a href="https://fluidigm.my.salesforce.com/sfc/p/700000009DAw/a/4u000001870w/XU6eX2YZtdejnAfGRls.mPHhJTPvhOp30R18ZV_Asw4" target="_blank">MSDS-3000000X</a> | various | Maxpar
CyTOF (Cytometry) | 3170013C | Anti-Human HLA-DR | L243 | 170Er | Human, Cynomolgus Macaque, Rhesus Macaque, African Green, Baboon, Chimpanzee, Dog, Common Marmoset, Squirrel Monkey, Cotton-Topped Tamarin | 25 Tests | <a href="https://fluidigm.my.salesforce.com/sfc/p/700000009DAw/a/4u0000019iPG/Eb23YmuSFntXXIIWEnPmY_iwjCMV3kzrsISV9cR_51g" target="_blank">PRD009-3170013B</a> | <a href="https://fluidigm.my.salesforce.com/sfc/p/700000009DAw/a/4u000001870w/XU6eX2YZtdejnAfGRls.mPHhJTPvhOp30R18ZV_Asw4" target="_blank">MSDS-3000000X</a> | various | Maxpar
CyTOF (Cytometry) | 3170014B | Anti-Human CD54 | HA58 | 170Er | Human | 100 Tests | <a href="https://fluidigm.my.salesforce.com/sfc/p/700000009DAw/a/4u0000019iPx/VEFrOUBB_RYOPDenL.YCb1_JK5Jn60AYlK_O.abj7rA" target="_blank">PRD009-3170014B</a> | <a href="https://fluidigm.my.salesforce.com/sfc/p/700000009DAw/a/4u000001870w/XU6eX2YZtdejnAfGRls.mPHhJTPvhOp30R18ZV_Asw4" target="_blank">MSDS-3000000X</a> | various | Maxpar
CyTOF (Cytometry) | 3170014C | Anti-Human CD54 | HA58 | 170Er | Human | 25 Tests | <a href="https://fluidigm.my.salesforce.com/sfc/p/700000009DAw/a/4u0000019iPx/VEFrOUBB_RYOPDenL.YCb1_JK5Jn60AYlK_O.abj7rA" target="_blank">PRD009-3170014B</a> | <a href="https://fluidigm.my.salesforce.com/sfc/p/700000009DAw/a/4u000001870w/XU6eX2YZtdejnAfGRls.mPHhJTPvhOp30R18ZV_Asw4" target="_blank">MSDS-3000000X</a> | various | Maxpar
CyTOF (Cytometry) | 3170015B | Anti-Human Invariant NKT | 6B11 | 170Er | Human,Rhesus, Pigtailed Macaque, Sooty Mangabey | 100 Tests | <a href="https://fluidigm.my.salesforce.com/sfc/p/700000009DAw/a/4u0000019iPM/gSMPY6Jig7sfrNXBbPpUjX_8utpyUYdmR2d6wBsBJMU" target="_blank">PRD009-3170015B</a> | <a href="https://fluidigm.my.salesforce.com/sfc/p/700000009DAw/a/4u000001870w/XU6eX2YZtdejnAfGRls.mPHhJTPvhOp30R18ZV_Asw4" target="_blank">MSDS-3000000X</a> | various | Maxpar
CyTOF (Cytometry) | 3170015C | Anti-Human Invariant NKT | 6B11 | 170Er | Human,Rhesus, Pigtailed Macaque, Sooty Mangabey | 25 Tests | <a href="https://fluidigm.my.salesforce.com/sfc/p/700000009DAw/a/4u0000019iPM/gSMPY6Jig7sfrNXBbPpUjX_8utpyUYdmR2d6wBsBJMU" target="_blank">PRD009-3170015B</a> | <a href="https://fluidigm.my.salesforce.com/sfc/p/700000009DAw/a/4u000001870w/XU6eX2YZtdejnAfGRls.mPHhJTPvhOp30R18ZV_Asw4" target="_blank">MSDS-3000000X</a> | various | Maxpar
CyTOF (Cytometry) | 3170016B | Anti-Human β2-microglobulin | 2M2 | 170Er | Human, African Green, Baboon, Cynomolgus, Rhesus, Swine (Pig, Porcine) | 100 Tests | <a href="https://fluidigm.my.salesforce.com/sfc/p/700000009DAw/a/4u0000019iPB/glcIeihS0jvkE9Rd467r9lWmzp.kfBjlR0eAFs5rN7g" target="_blank">PRD009-3170016B</a> | <a href="https://fluidigm.my.salesforce.com/sfc/p/700000009DAw/a/4u000001870w/XU6eX2YZtdejnAfGRls.mPHhJTPvhOp30R18ZV_Asw4" target="_blank">MSDS-3000000X</a> | various | Maxpar
CyTOF (Cytometry) | 3170016C | Anti-Human β2-microglobulin | 2M2 | 170Er | Human, African Green, Baboon, Cynomolgus, Rhesus, Swine (Pig, Porcine) | 25 Tests | <a href="https://fluidigm.my.salesforce.com/sfc/p/700000009DAw/a/4u0000019iPB/glcIeihS0jvkE9Rd467r9lWmzp.kfBjlR0eAFs5rN7g" target="_blank">PRD009-3170016B</a> | <a href="https://fluidigm.my.salesforce.com/sfc/p/700000009DAw/a/4u000001870w/XU6eX2YZtdejnAfGRls.mPHhJTPvhOp30R18ZV_Asw4" target="_blank">MSDS-3000000X</a> | various | Maxpar
CyTOF (Cytometry) | 3170018B | Anti-Mouse CD169/Siglec-1 | 3D6.112 | 170Er | Mouse | 100 Tests | <a href="https://fluidigm.my.salesforce.com/sfc/p/#700000009DAw/a/4u0000019iPy/FoUvdf.qlAl6ScEOrCXUybgcCbOBV4S6WOjYm4mQsbw" target="_blank">PRD009-3170018B</a> | <a href="https://fluidigm.my.salesforce.com/sfc/p/700000009DAw/a/4u000001870w/XU6eX2YZtdejnAfGRls.mPHhJTPvhOp30R18ZV_Asw4" target="_blank">MSDS-3000000X</a> | various | Maxpar
CyTOF (Cytometry) | 3170018C | Anti-Mouse CD169/Siglec-1 | 3D6.112 | 170Er | Mouse | 25 Tests | <a href="https://fluidigm.my.salesforce.com/sfc/p/700000009DAw/a/4u0000019iPy/FoUvdf.qlAl6ScEOrCXUybgcCbOBV4S6WOjYm4mQsbw" target="_blank">PRD009-3170018B</a> | <a href="https://fluidigm.my.salesforce.com/sfc/p/700000009DAw/a/4u000001870w/XU6eX2YZtdejnAfGRls.mPHhJTPvhOp30R18ZV_Asw4" target="_blank">MSDS-3000000X</a> | various | Maxpar
CyTOF (Cytometry) | 3171002B | Anti-Human/Mouse Granzyme B | GB11 | 171Yb | Human, Mouse, Rhesus Macaque | 100 Tests | <a href="https://fluidigm.my.salesforce.com/sfc/p/700000009DAw/a/4u0000019iQ7/5dNoGq8_S2h3px0Do7EvyRMzDAzx4yKySnc7qGGYFWQ" target="_blank">PRD009-3171002B</a> | <a href="https://fluidigm.my.salesforce.com/sfc/p/700000009DAw/a/4u000001870w/XU6eX2YZtdejnAfGRls.mPHhJTPvhOp30R18ZV_Asw4" target="_blank">MSDS-3000000X</a> | various | Maxpar
CyTOF (Cytometry) | 3171002C | Anti-Human/Mouse Granzyme B | GB11 | 171Yb | Human, Mouse, Rhesus Macaque | 25 Tests | <a href="https://fluidigm.my.salesforce.com/sfc/p/700000009DAw/a/4u0000019iQ7/5dNoGq8_S2h3px0Do7EvyRMzDAzx4yKySnc7qGGYFWQ" target="_blank">PRD009-3171002B</a> | <a href="https://fluidigm.my.salesforce.com/sfc/p/700000009DAw/a/4u000001870w/XU6eX2YZtdejnAfGRls.mPHhJTPvhOp30R18ZV_Asw4" target="_blank">MSDS-3000000X</a> | various | Maxpar
CyTOF (Cytometry) | 3171003B | Anti-Mouse/Human CD44 | IM7 | 171Yb | Mouse, Human, Baboon, Chimpanzee, Cynomolgus Macaque, Rhesus Macaque, Squirrel Monkey, Horse, Cow, Pig, Dog, Cat | 100 Tests | <a href="https://fluidigm.my.salesforce.com/sfc/p/700000009DAw/a/4u0000019iPz/CpU9V0_LEHlaV0jkcFosz_odD7YBGRxBoqQdo21n7Z4" target="_blank">PRD009-3171003B</a> | <a href="https://fluidigm.my.salesforce.com/sfc/p/700000009DAw/a/4u000001870w/XU6eX2YZtdejnAfGRls.mPHhJTPvhOp30R18ZV_Asw4" target="_blank">MSDS-3000000X</a> | various | Maxpar
CyTOF (Cytometry) | 3171003C | Anti-Mouse/Human CD44 | IM7 | 171Yb | Mouse, Human, Baboon, Chimpanzee, Cynomolgus Macaque, Rhesus Macaque, Squirrel Monkey, Horse, Cow, Pig, Dog, Cat | 25 Tests | <a href="https://fluidigm.my.salesforce.com/sfc/p/700000009DAw/a/4u0000019iPz/CpU9V0_LEHlaV0jkcFosz_odD7YBGRxBoqQdo21n7Z4" target="_blank">PRD009-3171003B</a> | <a href="https://fluidigm.my.salesforce.com/sfc/p/700000009DAw/a/4u000001870w/XU6eX2YZtdejnAfGRls.mPHhJTPvhOp30R18ZV_Asw4" target="_blank">MSDS-3000000X</a> | various | Maxpar
CyTOF (Cytometry) | 3171005A | Anti-pZAP70 [Y319]/pSyk [Y352] | 17a | 171Yb | Human, Mouse, Rat | 50 Tests | <a href="https://fluidigm.my.salesforce.com/sfc/p/700000009DAw/a/4u0000019iQC/jgRmt7ikPeYAO7ltsPCInJ5IEmolV9705cQd4HdZGZg" target="_blank">PRD009-3171005A</a> | <a href="https://fluidigm.my.salesforce.com/sfc/p/700000009DAw/a/4u000001870w/XU6eX2YZtdejnAfGRls.mPHhJTPvhOp30R18ZV_Asw4" target="_blank">MSDS-3000000X</a> | various | Maxpar
CyTOF (Cytometry) | 3171005C | Anti-pZAP70 [Y319]/pSyk [Y352] | 17a | 171Yb | Human, Mouse, Rat | 25 Tests | <a href="https://fluidigm.my.salesforce.com/sfc/p/700000009DAw/a/4u0000019iQC/jgRmt7ikPeYAO7ltsPCInJ5IEmolV9705cQd4HdZGZg" target="_blank">PRD009-3171005B</a> | <a href="https://fluidigm.my.salesforce.com/sfc/p/700000009DAw/a/4u000001870w/XU6eX2YZtdejnAfGRls.mPHhJTPvhOp30R18ZV_Asw4" target="_blank">MSDS-3000000X</a> | various | Maxpar
CyTOF (Cytometry) | 3171007B | Anti-Mouse CD38 | 90 | 171Yb | Mouse | 100 Tests | <a href="https://fluidigm.my.salesforce.com/sfc/p/700000009DAw/a/4u0000019iQD/h2jUvhsPKTC_h47yAfjLKSEUGijQAAD0NUtcisCXtl4" target="_blank">PRD009-3171007B</a> | <a href="https://fluidigm.my.salesforce.com/sfc/p/700000009DAw/a/4u000001870w/XU6eX2YZtdejnAfGRls.mPHhJTPvhOp30R18ZV_Asw4" target="_blank">MSDS-3000000X</a> | various | Maxpar
CyTOF (Cytometry) | 3171007C | Anti-Mouse CD38 | 90 | 171Yb | Mouse | 25 Tests | <a href="https://fluidigm.my.salesforce.com/sfc/p/700000009DAw/a/4u0000019iQD/h2jUvhsPKTC_h47yAfjLKSEUGijQAAD0NUtcisCXtl4" target="_blank">PRD009-3171007B</a> | <a href="https://fluidigm.my.salesforce.com/sfc/p/700000009DAw/a/4u000001870w/XU6eX2YZtdejnAfGRls.mPHhJTPvhOp30R18ZV_Asw4" target="_blank">MSDS-3000000X</a> | various | Maxpar
CyTOF (Cytometry) | 3171008B | Anti-Mouse CD80 | 16-10A1 | 171Yb | Mouse, Canine | 100 Tests | <a href="https://fluidigm.my.salesforce.com/sfc/p/700000009DAw/a/4u0000019iQH/yfsAKsIjhMzl72RFF0MLCCWN.350afNLMwze2sABqiU" target="_blank">PRD009-3171008B</a> | <a href="https://fluidigm.my.salesforce.com/sfc/p/700000009DAw/a/4u000001870w/XU6eX2YZtdejnAfGRls.mPHhJTPvhOp30R18ZV_Asw4" target="_blank">MSDS-3000000X</a> | various | Maxpar
CyTOF (Cytometry) | 3171008C | Anti-Mouse CD80 | 16-10A1 | 171Yb | Mouse, Canine | 25 Tests | <a href="https://fluidigm.my.salesforce.com/sfc/p/700000009DAw/a/4u0000019iQH/yfsAKsIjhMzl72RFF0MLCCWN.350afNLMwze2sABqiU" target="_blank">PRD009-3171008B</a> | <a href="https://fluidigm.my.salesforce.com/sfc/p/700000009DAw/a/4u000001870w/XU6eX2YZtdejnAfGRls.mPHhJTPvhOp30R18ZV_Asw4" target="_blank">MSDS-3000000X</a> | various | Maxpar
CyTOF (Cytometry) | 3171010A | Anti-pERK1/2 [T202/Y204] | D13.14.4E | 171Yb | Rat, Mouse, Human, Cow, Dog, Pig, Hamster, Monkey, Zebrafish, Mink, D. melanogaster, S. cerevisiae | 50 Tests | <a href="https://fluidigm.my.salesforce.com/sfc/p/700000009DAw/a/4u0000019iPH/YJ1_sfWubvD_AroRFhvp9t1l5xR.H0WFkdG4_4ky5K0" target="_blank">PRD009-3171010A</a> | <a href="https://fluidigm.my.salesforce.com/sfc/p/700000009DAw/a/4u000001870w/XU6eX2YZtdejnAfGRls.mPHhJTPvhOp30R18ZV_Asw4" target="_blank">MSDS-3000000X</a> | various | Maxpar
CyTOF (Cytometry) | 3171010C | Anti-pERK1/2 [T202/Y204] | D13.14.4E | 171Yb | Rat, Mouse, Human, Cow, Dog, Pig, Hamster, Monkey, Zebrafish, Mink, D. melanogaster, S. cerevisiae | 25 Tests | <a href="https://fluidigm.my.salesforce.com/sfc/p/700000009DAw/a/4u0000019iPH/YJ1_sfWubvD_AroRFhvp9t1l5xR.H0WFkdG4_4ky5K0" target="_blank">PRD009-3171010B</a> | <a href="https://fluidigm.my.salesforce.com/sfc/p/700000009DAw/a/4u000001870w/XU6eX2YZtdejnAfGRls.mPHhJTPvhOp30R18ZV_Asw4" target="_blank">MSDS-3000000X</a> | various | Maxpar
CyTOF (Cytometry) | 3171011B | Anti-Human CD68 | Y1/82A | 171Yb | Human | 100 Tests | <a href="https://fluidigm.my.salesforce.com/sfc/p/700000009DAw/a/4u0000019iQ0/Owd_kJF_cVoXKXGG465hYTrwQ2SXRUYi9QFy3RfA0Nw" target="_blank">PRD009-3171011B</a> | <a href="https://fluidigm.my.salesforce.com/sfc/p/700000009DAw/a/4u000001870w/XU6eX2YZtdejnAfGRls.mPHhJTPvhOp30R18ZV_Asw4" target="_blank">MSDS-3000000X</a> | various | Maxpar
CyTOF (Cytometry) | 3171011C | Anti-Human CD68 | Y1/82A | 171Yb | Human | 25 Tests | <a href="https://fluidigm.my.salesforce.com/sfc/p/700000009DAw/a/4u0000019iQ0/Owd_kJF_cVoXKXGG465hYTrwQ2SXRUYi9QFy3RfA0Nw" target="_blank">PRD009-3171011B</a> | <a href="https://fluidigm.my.salesforce.com/sfc/p/700000009DAw/a/4u000001870w/XU6eX2YZtdejnAfGRls.mPHhJTPvhOp30R18ZV_Asw4" target="_blank">MSDS-3000000X</a> | various | Maxpar
CyTOF (Cytometry) | 3171012B | Anti-Human CD20 | 2H7 | 171Yb | Human, Cynomolgus Macaque, Rhesus Macaque, Baboon, Capuchin Monkey, Chimpanzee, Pigtailed Macaque, Squirrel Monkey | 100 Tests | <a href="https://fluidigm.my.salesforce.com/sfc/p/700000009DAw/a/4u0000019iQW/NDB41fm6bweqFWmtFzsSJnlawsOlvxATt3UpHVjTDC0" target="_blank">PRD009-3171012B</a> | <a href="https://fluidigm.my.salesforce.com/sfc/p/700000009DAw/a/4u000001870w/XU6eX2YZtdejnAfGRls.mPHhJTPvhOp30R18ZV_Asw4" target="_blank">MSDS-3000000X</a> | various | Maxpar
CyTOF (Cytometry) | 3171012C | Anti-Human CD20 | 2H7 | 171Yb | Human, Cynomolgus Macaque, Rhesus Macaque, Baboon, Capuchin Monkey, Chimpanzee, Pigtailed Macaque, Squirrel Monkey | 25 Tests | <a href="https://fluidigm.my.salesforce.com/sfc/p/700000009DAw/a/4u0000019iQW/NDB41fm6bweqFWmtFzsSJnlawsOlvxATt3UpHVjTDC0" target="_blank">PRD009-3171012B</a> | <a href="https://fluidigm.my.salesforce.com/sfc/p/700000009DAw/a/4u000001870w/XU6eX2YZtdejnAfGRls.mPHhJTPvhOp30R18ZV_Asw4" target="_blank">MSDS-3000000X</a> | various | Maxpar
CyTOF (Cytometry) | 3171013B | Anti-Human CD226 | DX11 | 171Yb | Human | 100 Tests | <a href="https://fluidigm.my.salesforce.com/sfc/p/700000009DAw/a/4u0000019iQ1/.buCPsWUBy.S.Yyxqh36TK1Fuoh0IJm.SLsXlUw1g68" target="_blank">PRD009-3171013B</a> | <a href="https://fluidigm.my.salesforce.com/sfc/p/700000009DAw/a/4u000001870w/XU6eX2YZtdejnAfGRls.mPHhJTPvhOp30R18ZV_Asw4" target="_blank">MSDS-3000000X</a> | various | Maxpar
CyTOF (Cytometry) | 3171013C | Anti-Human CD226 | DX11 | 171Yb | Human | 25 Tests | <a href="https://fluidigm.my.salesforce.com/sfc/p/700000009DAw/a/4u0000019iQ1/.buCPsWUBy.S.Yyxqh36TK1Fuoh0IJm.SLsXlUw1g68" target="_blank">PRD009-3171013B</a> | <a href="https://fluidigm.my.salesforce.com/sfc/p/700000009DAw/a/4u000001870w/XU6eX2YZtdejnAfGRls.mPHhJTPvhOp30R18ZV_Asw4" target="_blank">MSDS-3000000X</a> | various | Maxpar
CyTOF (Cytometry) | 3171014B | Anti-Human CD185/CXCR5 | RF8B2 | 171Yb | Human | 100 Tests | <a href="https://fluidigm.my.salesforce.com/sfc/p/700000009DAw/a/4u0000019iQX/Pylj6wt4xZKC0pxa8iYdowP.qThc3r1_LfcDtCzUZVw" target="_blank">PRD009-3171014B</a> | <a href="https://fluidigm.my.salesforce.com/sfc/p/700000009DAw/a/4u000001870w/XU6eX2YZtdejnAfGRls.mPHhJTPvhOp30R18ZV_Asw4" target="_blank">MSDS-3000000X</a> | various | Maxpar
CyTOF (Cytometry) | 3171014C | Anti-Human CD185/CXCR5 | RF8B2 | 171Yb | Human | 25 Tests | <a href="https://fluidigm.my.salesforce.com/sfc/p/700000009DAw/a/4u0000019iQX/Pylj6wt4xZKC0pxa8iYdowP.qThc3r1_LfcDtCzUZVw" target="_blank">PRD009-3171014B</a> | <a href="https://fluidigm.my.salesforce.com/sfc/p/700000009DAw/a/4u000001870w/XU6eX2YZtdejnAfGRls.mPHhJTPvhOp30R18ZV_Asw4" target="_blank">MSDS-3000000X</a> | various | Maxpar
CyTOF (Cytometry) | 3171015B | Anti-Human CD97 | VIM3b | 171Yb | Human, Rhesus | 100 Tests | <a href="https://fluidigm.my.salesforce.com/sfc/p/700000009DAw/a/4u0000019iQY/4OBgEHDTYjvL0vMKNxg6L2gAUchnFTT.OD2Pwt1oYCI" target="_blank">PRD009-3171015B</a> | <a href="https://fluidigm.my.salesforce.com/sfc/p/700000009DAw/a/4u000001870w/XU6eX2YZtdejnAfGRls.mPHhJTPvhOp30R18ZV_Asw4" target="_blank">MSDS-3000000X</a> | various | Maxpar
CyTOF (Cytometry) | 3171015C | Anti-Human CD97 | VIM3b | 171Yb | Human, Rhesus | 25 Tests | <a href="https://fluidigm.my.salesforce.com/sfc/p/700000009DAw/a/4u0000019iQY/4OBgEHDTYjvL0vMKNxg6L2gAUchnFTT.OD2Pwt1oYCI" target="_blank">PRD009-3171015B</a> | <a href="https://fluidigm.my.salesforce.com/sfc/p/700000009DAw/a/4u000001870w/XU6eX2YZtdejnAfGRls.mPHhJTPvhOp30R18ZV_Asw4" target="_blank">MSDS-3000000X</a> | various | Maxpar
CyTOF (Cytometry) | 3171017A | Anti-Human CD195/CCR5 | NP-6G4 | 171Yb | Human | 50 Tests | <a href="https://fluidigm.my.salesforce.com/sfc/p/700000009DAw/a/4u0000019iQZ/zP8VuGzGyqK2glEqQ3Ypfwx67N7D0bGrtGjrwSn9Dmk" target="_blank">PRD009-3171017A</a> | <a href="https://fluidigm.my.salesforce.com/sfc/p/700000009DAw/a/4u000001870w/XU6eX2YZtdejnAfGRls.mPHhJTPvhOp30R18ZV_Asw4" target="_blank">MSDS-3000000X</a> | various | Maxpar
CyTOF (Cytometry) | 3171017C | Anti-Human CD195/CCR5 | NP-6G4 | 171Yb | Human | 25 Tests | <a href="https://fluidigm.my.salesforce.com/sfc/p/700000009DAw/a/4u0000019iQZ/zP8VuGzGyqK2glEqQ3Ypfwx67N7D0bGrtGjrwSn9Dmk" target="_blank">PRD009-3171017B</a> | <a href="https://fluidigm.my.salesforce.com/sfc/p/700000009DAw/a/4u000001870w/XU6eX2YZtdejnAfGRls.mPHhJTPvhOp30R18ZV_Asw4" target="_blank">MSDS-3000000X</a> | various | Maxpar
CyTOF (Cytometry) | 3172003B | Anti-Mouse CD4 | RM4-5 | 172Yb | Mouse | 100 Tests | <a href="https://fluidigm.my.salesforce.com/sfc/p/700000009DAw/a/4u0000019iPQ/b0GFrQpWReA6J6glTZG7Dnk_jQXEq.O4m0cY8bgEbl4" target="_blank">PRD009-3172003B</a> | <a href="https://fluidigm.my.salesforce.com/sfc/p/700000009DAw/a/4u000001870w/XU6eX2YZtdejnAfGRls.mPHhJTPvhOp30R18ZV_Asw4" target="_blank">MSDS-3000000X</a> | various | Maxpar
CyTOF (Cytometry) | 3172003C | Anti-Mouse CD4 | RM4-5 | 172Yb | Mouse | 25 Tests | <a href="https://fluidigm.my.salesforce.com/sfc/p/700000009DAw/a/4u0000019iPQ/b0GFrQpWReA6J6glTZG7Dnk_jQXEq.O4m0cY8bgEbl4" target="_blank">PRD009-3172003B</a> | <a href="https://fluidigm.my.salesforce.com/sfc/p/700000009DAw/a/4u000001870w/XU6eX2YZtdejnAfGRls.mPHhJTPvhOp30R18ZV_Asw4" target="_blank">MSDS-3000000X</a> | various | Maxpar
CyTOF (Cytometry) | 3172004B | Anti-Human IgM | MHM-88 | 172Yb | Human, African Green Monkey, Baboon, Cynomolgus Macaque, Rhesus Macaque | 100 Tests | <a href="https://fluidigm.my.salesforce.com/sfc/p/700000009DAw/a/4u0000019iP7/xiPjH04gJYtzM0NepNRmgeM29f.FOLGkptQk7GEbvoQ" target="_blank">PRD009-3172004B</a> | <a href="https://fluidigm.my.salesforce.com/sfc/p/700000009DAw/a/4u000001870w/XU6eX2YZtdejnAfGRls.mPHhJTPvhOp30R18ZV_Asw4" target="_blank">MSDS-3000000X</a> | various | Maxpar
CyTOF (Cytometry) | 3172004C | Anti-Human IgM | MHM-88 | 172Yb | Human, African Green Monkey, Baboon, Cynomolgus Macaque, Rhesus Macaque | 25 Tests | <a href="https://fluidigm.my.salesforce.com/sfc/p/700000009DAw/a/4u0000019iP7/xiPjH04gJYtzM0NepNRmgeM29f.FOLGkptQk7GEbvoQ" target="_blank">PRD009-3172004B</a> | <a href="https://fluidigm.my.salesforce.com/sfc/p/700000009DAw/a/4u000001870w/XU6eX2YZtdejnAfGRls.mPHhJTPvhOp30R18ZV_Asw4" target="_blank">MSDS-3000000X</a> | various | Maxpar
CyTOF (Cytometry) | 3172007B | Anti-Human CD38 | HIT2 | 172Yb | Human, Chimpanzee, Horse, Cow | 100 Tests | <a href="https://fluidigm.my.salesforce.com/sfc/p/700000009DAw/a/4u0000019iQq/r.8B7PbEXGVYNDX.KvHpAEfAu2zGUcbEccFFdPbirBw" target="_blank">PRD009-3172007B</a> | <a href="https://fluidigm.my.salesforce.com/sfc/p/700000009DAw/a/4u000001870w/XU6eX2YZtdejnAfGRls.mPHhJTPvhOp30R18ZV_Asw4" target="_blank">MSDS-3000000X</a> | various | Maxpar
CyTOF (Cytometry) | 3172007C | Anti-Human CD38 | HIT2 | 172Yb | Human, Chimpanzee, Horse, Cow | 25 Tests | <a href="https://fluidigm.my.salesforce.com/sfc/p/700000009DAw/a/4u0000019iQq/r.8B7PbEXGVYNDX.KvHpAEfAu2zGUcbEccFFdPbirBw" target="_blank">PRD009-3172007B</a> | <a href="https://fluidigm.my.salesforce.com/sfc/p/700000009DAw/a/4u000001870w/XU6eX2YZtdejnAfGRls.mPHhJTPvhOp30R18ZV_Asw4" target="_blank">MSDS-3000000X</a> | various | Maxpar
CyTOF (Cytometry) | 3172008A | Anti-pS6 [S235/S236] | N7-548 | 172Yb | Human, Mouse, Rat | 50 Tests | <a href="https://fluidigm.my.salesforce.com/sfc/p/700000009DAw/a/4u0000019iQv/zO5kKfCgRzqNSgoVFmitTkos6O_2d1KFMGpvDUwZ9wM" target="_blank">PRD009-3172008A</a> | <a href="https://fluidigm.my.salesforce.com/sfc/p/700000009DAw/a/4u000001870w/XU6eX2YZtdejnAfGRls.mPHhJTPvhOp30R18ZV_Asw4" target="_blank">MSDS-3000000X</a> | various | Maxpar
CyTOF (Cytometry) | 3172008C | Anti-pS6 [S235/S236] | N7-548 | 172Yb | Human, Mouse, Rat | 25 Tests | <a href="https://fluidigm.my.salesforce.com/sfc/p/700000009DAw/a/4u0000019iQv/zO5kKfCgRzqNSgoVFmitTkos6O_2d1KFMGpvDUwZ9wM" target="_blank">PRD009-3172008B</a> | <a href="https://fluidigm.my.salesforce.com/sfc/p/700000009DAw/a/4u000001870w/XU6eX2YZtdejnAfGRls.mPHhJTPvhOp30R18ZV_Asw4" target="_blank">MSDS-3000000X</a> | various | Maxpar
CyTOF (Cytometry) | 3172011B | Anti-Human IL-21 | 3A3-N2 | 172Yb | Human, Rhesus Macaque | 100 Tests | <a href="https://fluidigm.my.salesforce.com/sfc/p/700000009DAw/a/4u0000019iRA/eOMKx.4wlcJpNhW99e8cSrJqg3jijb8juu6lKZHQs3U" target="_blank">PRD009-3172011B</a> | <a href="https://fluidigm.my.salesforce.com/sfc/p/700000009DAw/a/4u000001870w/XU6eX2YZtdejnAfGRls.mPHhJTPvhOp30R18ZV_Asw4" target="_blank">MSDS-3000000X</a> | various | Maxpar
CyTOF (Cytometry) | 3172011C | Anti-Human IL-21 | 3A3-N2 | 172Yb | Human, Rhesus Macaque | 25 Tests | <a href="https://fluidigm.my.salesforce.com/sfc/p/700000009DAw/a/4u0000019iRA/eOMKx.4wlcJpNhW99e8cSrJqg3jijb8juu6lKZHQs3U" target="_blank">PRD009-3172011B</a> | <a href="https://fluidigm.my.salesforce.com/sfc/p/700000009DAw/a/4u000001870w/XU6eX2YZtdejnAfGRls.mPHhJTPvhOp30R18ZV_Asw4" target="_blank">MSDS-3000000X</a> | various | Maxpar
CyTOF (Cytometry) | 3172012B | Anti-Mouse CD11b | M1/70 | 172Yb | Mouse, Human, Chimpanzee, Baboon, Cynomolgus Macaque, Rhesus Macaque, Rabbit | 100 Tests | <a href="https://fluidigm.my.salesforce.com/sfc/p/700000009DAw/a/4u0000019iRF/zxeoEgD4J1xu5dBwVGG3j.Me1SLuAaZg1HykuxkbcKw" target="_blank">PRD009-3172012B</a> | <a href="https://fluidigm.my.salesforce.com/sfc/p/700000009DAw/a/4u000001870w/XU6eX2YZtdejnAfGRls.mPHhJTPvhOp30R18ZV_Asw4" target="_blank">MSDS-3000000X</a> | various | Maxpar
CyTOF (Cytometry) | 3172012C | Anti-Mouse CD11b | M1/70 | 172Yb | Mouse, Human, Chimpanzee, Baboon, Cynomolgus Macaque, Rhesus Macaque, Rabbit | 25 Tests | <a href="https://fluidigm.my.salesforce.com/sfc/p/700000009DAw/a/4u0000019iRF/zxeoEgD4J1xu5dBwVGG3j.Me1SLuAaZg1HykuxkbcKw" target="_blank">PRD009-3172012B</a> | <a href="https://fluidigm.my.salesforce.com/sfc/p/700000009DAw/a/4u000001870w/XU6eX2YZtdejnAfGRls.mPHhJTPvhOp30R18ZV_Asw4" target="_blank">MSDS-3000000X</a> | various | Maxpar
CyTOF (Cytometry) | 3172014B | Anti-Human CD273/PD-L2 | 24F.10C12 | 172Yb | Human, African Green, Baboon, Cynomolgus, Rhesus | 100 Tests | <a href="https://fluidigm.my.salesforce.com/sfc/p/700000009DAw/a/4u0000019iRK/kO2OTaNPxBaT2D.RA37YWCIHuyWLehPSji7zmfenhPs" target="_blank">PRD009-3172014B</a> | <a href="https://fluidigm.my.salesforce.com/sfc/p/700000009DAw/a/4u000001870w/XU6eX2YZtdejnAfGRls.mPHhJTPvhOp30R18ZV_Asw4" target="_blank">MSDS-3000000X</a> | various | Maxpar
CyTOF (Cytometry) | 3172014C | Anti-Human CD273/PD-L2 | 24F.10C12 | 172Yb | Human, African Green, Baboon, Cynomolgus, Rhesus | 25 Tests | <a href="https://fluidigm.my.salesforce.com/sfc/p/700000009DAw/a/4u0000019iRK/kO2OTaNPxBaT2D.RA37YWCIHuyWLehPSji7zmfenhPs" target="_blank">PRD009-3172014B</a> | <a href="https://fluidigm.my.salesforce.com/sfc/p/700000009DAw/a/4u000001870w/XU6eX2YZtdejnAfGRls.mPHhJTPvhOp30R18ZV_Asw4" target="_blank">MSDS-3000000X</a> | various | Maxpar
CyTOF (Cytometry) | 3172016B | Anti-Mouse CD86 | GL1 | 172Yb | Mouse | 100 Tests | <a href="https://fluidigm.my.salesforce.com/sfc/p/700000009DAw/a/4u0000019iRG/CtZqMT8pLPU1NH8c.uDenWjO69vGCMcueEjsvK8c3UQ" target="_blank">PRD009-3172016B</a> | <a href="https://fluidigm.my.salesforce.com/sfc/p/700000009DAw/a/4u000001870w/XU6eX2YZtdejnAfGRls.mPHhJTPvhOp30R18ZV_Asw4" target="_blank">MSDS-3000000X</a> | various | Maxpar
CyTOF (Cytometry) | 3172016C | Anti-Mouse CD86 | GL1 | 172Yb | Mouse | 25 Tests | <a href="https://fluidigm.my.salesforce.com/sfc/p/700000009DAw/a/4u0000019iRG/CtZqMT8pLPU1NH8c.uDenWjO69vGCMcueEjsvK8c3UQ" target="_blank">PRD009-3172016B</a> | <a href="https://fluidigm.my.salesforce.com/sfc/p/700000009DAw/a/4u000001870w/XU6eX2YZtdejnAfGRls.mPHhJTPvhOp30R18ZV_Asw4" target="_blank">MSDS-3000000X</a> | various | Maxpar
CyTOF (Cytometry) | 3172018C | Anti-Mouse Perforin | OMAK-D | 172Yb | Mouse | 25 Tests | <a href="https://fluidigm.my.salesforce.com/sfc/p/700000009DAw/a/4u0000019iRB/XW4v0odFw4vy5gwuNx_sWsc3xxoVCBSJ.ATood48zO4" target="_blank">PRD009-3172018B</a> | <a href="https://fluidigm.my.salesforce.com/sfc/p/700000009DAw/a/4u000001870w/XU6eX2YZtdejnAfGRls.mPHhJTPvhOp30R18ZV_Asw4" target="_blank">MSDS-3000000X</a> | various | Maxpar
CyTOF (Cytometry) | 3172019B | Anti-Human IL-17F | SHLR17 | 172Yb | Human | 100 Tests | <a href="https://fluidigm.my.salesforce.com/sfc/p/700000009DAw/a/4u0000019iQE/ej4A_X4fHm_cDG2nJg_vRBUEG2airkx1gP_AHLBtMbA" target="_blank">PRD009-3172019B</a> | <a href="https://fluidigm.my.salesforce.com/sfc/p/700000009DAw/a/4u000001870w/XU6eX2YZtdejnAfGRls.mPHhJTPvhOp30R18ZV_Asw4" target="_blank">MSDS-3000000X</a> | various | Maxpar
CyTOF (Cytometry) | 3172019C | Anti-Human IL-17F | SHLR17 | 172Yb | Human | 25 Tests | <a href="https://fluidigm.my.salesforce.com/sfc/p/700000009DAw/a/4u0000019iQE/ej4A_X4fHm_cDG2nJg_vRBUEG2airkx1gP_AHLBtMbA" target="_blank">PRD009-3172019B</a> | <a href="https://fluidigm.my.salesforce.com/sfc/p/700000009DAw/a/4u000001870w/XU6eX2YZtdejnAfGRls.mPHhJTPvhOp30R18ZV_Asw4" target="_blank">MSDS-3000000X</a> | various | Maxpar
CyTOF (Cytometry) | 3172020B | Anti-Human IL-17A | BL168 | 172Yb | Human | 100 Tests | <a href="https://fluidigm.my.salesforce.com/sfc/p/700000009DAw/a/4u0000019iQJ/nhsEOmcLqwjf72QCsW6G5faiKkh.UrvTb4BPNvu8dTs" target="_blank">PRD009-3172020B</a> | <a href="https://fluidigm.my.salesforce.com/sfc/p/700000009DAw/a/4u000001870w/XU6eX2YZtdejnAfGRls.mPHhJTPvhOp30R18ZV_Asw4" target="_blank">MSDS-3000000X</a> | various | Maxpar
CyTOF (Cytometry) | 3172020C | Anti-Human IL-17A | BL168 | 172Yb | Human | 25 Tests | <a href="https://fluidigm.my.salesforce.com/sfc/p/700000009DAw/a/4u0000019iQJ/nhsEOmcLqwjf72QCsW6G5faiKkh.UrvTb4BPNvu8dTs" target="_blank">PRD009-3172020B</a> | <a href="https://fluidigm.my.salesforce.com/sfc/p/700000009DAw/a/4u000001870w/XU6eX2YZtdejnAfGRls.mPHhJTPvhOp30R18ZV_Asw4" target="_blank">MSDS-3000000X</a> | various | Maxpar
CyTOF (Cytometry) | 3172021B | Anti-Human CD15/SSEA-1 | W6D3 | 172Yb | Human | 100 Tests | <a href="https://fluidigm.my.salesforce.com/sfc/p/700000009DAw/a/4u0000019iRH/7fGrGooEqylJ5MXKwIK6K0iaaKI4FGZInv3_oSaXocE" target="_blank">PRD009-3172021B</a> | <a href="https://fluidigm.my.salesforce.com/sfc/p/700000009DAw/a/4u000001870w/XU6eX2YZtdejnAfGRls.mPHhJTPvhOp30R18ZV_Asw4" target="_blank">MSDS-3000000X</a> | various | Maxpar
CyTOF (Cytometry) | 3172021C | Anti-Human CD15/SSEA-1 | W6D3 | 172Yb | Human | 25 Tests | <a href="https://fluidigm.my.salesforce.com/sfc/p/700000009DAw/a/4u0000019iRH/7fGrGooEqylJ5MXKwIK6K0iaaKI4FGZInv3_oSaXocE" target="_blank">PRD009-3172021B</a> | <a href="https://fluidigm.my.salesforce.com/sfc/p/700000009DAw/a/4u000001870w/XU6eX2YZtdejnAfGRls.mPHhJTPvhOp30R18ZV_Asw4" target="_blank">MSDS-3000000X</a> | various | Maxpar
CyTOF (Cytometry) | 3172022B | Anti-Human CD354 | TREM-26 | 172Yb | Human, African Green, Baboon, Cynomolgus, Rhesus | 100 Tests | <a href="https://fluidigm.my.salesforce.com/sfc/p/700000009DAw/a/4u0000019iRI/KiLY2YM0xNbAlgVujVCdXMXWwh7YMIqfcxYoaRVBovE" target="_blank">PRD009-3172022B</a> | <a href="https://fluidigm.my.salesforce.com/sfc/p/700000009DAw/a/4u000001870w/XU6eX2YZtdejnAfGRls.mPHhJTPvhOp30R18ZV_Asw4" target="_blank">MSDS-3000000X</a> | various | Maxpar
CyTOF (Cytometry) | 3172022C | Anti-Human CD354 | TREM-26 | 172Yb | Human, African Green, Baboon, Cynomolgus, Rhesus | 25 Tests | <a href="https://fluidigm.my.salesforce.com/sfc/p/700000009DAw/a/4u0000019iRI/KiLY2YM0xNbAlgVujVCdXMXWwh7YMIqfcxYoaRVBovE" target="_blank">PRD009-3172022B</a> | <a href="https://fluidigm.my.salesforce.com/sfc/p/700000009DAw/a/4u000001870w/XU6eX2YZtdejnAfGRls.mPHhJTPvhOp30R18ZV_Asw4" target="_blank">MSDS-3000000X</a> | various | Maxpar
CyTOF (Cytometry) | 3172023A | Anti-Cleaved Caspase 3 | 5A1E | 172Yb | Human, mouse, rat, monkey | 50 Tests | <a href="https://fluidigm.my.salesforce.com/sfc/p/700000009DAw/a/4u0000019iRJ/_Vv.cj9XuC3y.BukfRqwzQ8mQ2De17TizLLytNpeJSU" target="_blank">PRD009-3172023A</a> | <a href="https://fluidigm.my.salesforce.com/sfc/p/700000009DAw/a/4u000001870w/XU6eX2YZtdejnAfGRls.mPHhJTPvhOp30R18ZV_Asw4" target="_blank">MSDS-3000000X</a> | various | Maxpar
CyTOF (Cytometry) | 3172023C | Anti-Cleaved Caspase 3 | 5A1E | 172Yb | Human, mouse, rat, monkey | 25 Tests | <a href="https://fluidigm.my.salesforce.com/sfc/p/700000009DAw/a/4u0000019iRJ/_Vv.cj9XuC3y.BukfRqwzQ8mQ2De17TizLLytNpeJSU" target="_blank">PRD009-3172023B</a> | <a href="https://fluidigm.my.salesforce.com/sfc/p/700000009DAw/a/4u000001870w/XU6eX2YZtdejnAfGRls.mPHhJTPvhOp30R18ZV_Asw4" target="_blank">MSDS-3000000X</a> | various | Maxpar
CyTOF (Cytometry) | 3172024B | Anti-Ki-67 | B56 | 172Yb | Rat, Mouse, Human, Rhesus Macaque | 100 Tests | <a href="https://fluidigm.my.salesforce.com/sfc/p/700000009DAw/a/4u0000019iRU/b4CWnag3Gyyh94XDtXUf1ulxamrFXP0gMY3YBcjTkrg" target="_blank">PRD009-3172024B</a> | <a href="https://fluidigm.my.salesforce.com/sfc/p/700000009DAw/a/4u000001870w/XU6eX2YZtdejnAfGRls.mPHhJTPvhOp30R18ZV_Asw4" target="_blank">MSDS-3000000X</a> | various | Maxpar
CyTOF (Cytometry) | 3172024C | Anti-Ki-67 | B56 | 172Yb | Rat, Mouse, Human, Rhesus Macaque | 25 Tests | <a href="https://fluidigm.my.salesforce.com/sfc/p/700000009DAw/a/4u0000019iRU/b4CWnag3Gyyh94XDtXUf1ulxamrFXP0gMY3YBcjTkrg" target="_blank">PRD009-3172024B</a> | <a href="https://fluidigm.my.salesforce.com/sfc/p/700000009DAw/a/4u000001870w/XU6eX2YZtdejnAfGRls.mPHhJTPvhOp30R18ZV_Asw4" target="_blank">MSDS-3000000X</a> | various | Maxpar
CyTOF (Cytometry) | 3172026B | Anti-Human CD111/Nectin-1 | R1.302 | 172Yb | Human | 100 Tests | <a href="https://fluidigm.my.salesforce.com/sfc/p/700000009DAw/a/4u0000019iRZ/d_Hn0L0qBZ1hm5ydl_yt_nROAejniRYUEMf5QurKm8U" target="_blank">PRD009-3172026B</a> | <a href="https://fluidigm.my.salesforce.com/sfc/p/700000009DAw/a/4u000001870w/XU6eX2YZtdejnAfGRls.mPHhJTPvhOp30R18ZV_Asw4" target="_blank">MSDS-3000000X</a> | various | Maxpar
CyTOF (Cytometry) | 3172026C | Anti-Human CD111/Nectin-1 | R1.302 | 172Yb | Human | 25 Tests | <a href="https://fluidigm.my.salesforce.com/sfc/p/700000009DAw/a/4u0000019iRZ/d_Hn0L0qBZ1hm5ydl_yt_nROAejniRYUEMf5QurKm8U" target="_blank">PRD009-3172026B</a> | <a href="https://fluidigm.my.salesforce.com/sfc/p/700000009DAw/a/4u000001870w/XU6eX2YZtdejnAfGRls.mPHhJTPvhOp30R18ZV_Asw4" target="_blank">MSDS-3000000X</a> | various | Maxpar
CyTOF (Cytometry) | 3173001B | Anti-Human CD184/CXCR4 | 12G5 | 173Yb | Human, African Green, Baboon, Chimpanzee, Cynomolgus, Rhesus, Sooty Mangabey | 100 Tests | <a href="https://fluidigm.my.salesforce.com/sfc/p/700000009DAw/a/4u0000019iRa/5SjyJocg3t_NW5Ebu4XT1ooh3.aj0cXlMnx0g5CZbxo" target="_blank">PRD009-3173001B</a> | <a href="https://fluidigm.my.salesforce.com/sfc/p/700000009DAw/a/4u000001870w/XU6eX2YZtdejnAfGRls.mPHhJTPvhOp30R18ZV_Asw4" target="_blank">MSDS-3000000X</a> | various | Maxpar
CyTOF (Cytometry) | 3173001C | Anti-Human CD184/CXCR4 | 12G5 | 173Yb | Human, African Green, Baboon, Chimpanzee, Cynomolgus, Rhesus, Sooty Mangabey | 25 Tests | <a href="https://fluidigm.my.salesforce.com/sfc/p/700000009DAw/a/4u0000019iRa/5SjyJocg3t_NW5Ebu4XT1ooh3.aj0cXlMnx0g5CZbxo" target="_blank">PRD009-3173001B</a> | <a href="https://fluidigm.my.salesforce.com/sfc/p/700000009DAw/a/4u000001870w/XU6eX2YZtdejnAfGRls.mPHhJTPvhOp30R18ZV_Asw4" target="_blank">MSDS-3000000X</a> | various | Maxpar
CyTOF (Cytometry) | 3173002B | Anti-Human CD141 | 1A4 | 173Yb | Human, African Green, Baboon, Cynomolgus, Rhesus | 100 Tests | <a href="https://fluidigm.my.salesforce.com/sfc/p/700000009DAw/a/4u0000019iQK/FAMYPx7AV920PWH4cSjAxd7pQsD0zOTfL9VyJ9oqBwA" target="_blank">PRD009-3173002B</a> | <a href="https://fluidigm.my.salesforce.com/sfc/p/700000009DAw/a/4u000001870w/XU6eX2YZtdejnAfGRls.mPHhJTPvhOp30R18ZV_Asw4" target="_blank">MSDS-3000000X</a> | various | Maxpar
CyTOF (Cytometry) | 3173002C | Anti-Human CD141 | 1A4 | 173Yb | Human, African Green, Baboon, Cynomolgus, Rhesus | 25 Tests | <a href="https://fluidigm.my.salesforce.com/sfc/p/700000009DAw/a/4u0000019iQK/FAMYPx7AV920PWH4cSjAxd7pQsD0zOTfL9VyJ9oqBwA" target="_blank">PRD009-3173002B</a> | <a href="https://fluidigm.my.salesforce.com/sfc/p/700000009DAw/a/4u000001870w/XU6eX2YZtdejnAfGRls.mPHhJTPvhOp30R18ZV_Asw4" target="_blank">MSDS-3000000X</a> | various | Maxpar
CyTOF (Cytometry) | 3173003A | Anti-Human Stat3 | 124H6 | 173Yb | Human, mouse, rat, monkey | 50 Tests | <a href="https://fluidigm.my.salesforce.com/sfc/p/700000009DAw/a/4u0000019iQL/LgU52iV6_upxGKE0Pn.kbUjrQuyzkKIGjzvLhXaGpVI" target="_blank">PRD009-3173003A</a> | <a href="https://fluidigm.my.salesforce.com/sfc/p/700000009DAw/a/4u000001870w/XU6eX2YZtdejnAfGRls.mPHhJTPvhOp30R18ZV_Asw4" target="_blank">MSDS-3000000X</a> | various | Maxpar
CyTOF (Cytometry) | 3173003C | Anti-Human Stat3 | 124H6 | 173Yb | Human, mouse, rat, monkey | 25 Tests | <a href="https://fluidigm.my.salesforce.com/sfc/p/700000009DAw/a/4u0000019iQL/LgU52iV6_upxGKE0Pn.kbUjrQuyzkKIGjzvLhXaGpVI" target="_blank">PRD009-3173003B</a> | <a href="https://fluidigm.my.salesforce.com/sfc/p/700000009DAw/a/4u000001870w/XU6eX2YZtdejnAfGRls.mPHhJTPvhOp30R18ZV_Asw4" target="_blank">MSDS-3000000X</a> | various | Maxpar
CyTOF (Cytometry) | 3173004B | Anti-Mouse CD117/c-kit | 2B8 | 173Yb | Mouse | 100 Tests | <a href="https://fluidigm.my.salesforce.com/sfc/p/700000009DAw/a/4u0000019iRj/gU.g1NTWHIA.TraV6uRF6HG9qDggdj.mqFTBf6gt4Z0" target="_blank">PRD009-3173004B</a> | <a href="https://fluidigm.my.salesforce.com/sfc/p/700000009DAw/a/4u000001870w/XU6eX2YZtdejnAfGRls.mPHhJTPvhOp30R18ZV_Asw4" target="_blank">MSDS-3000000X</a> | various | Maxpar
CyTOF (Cytometry) | 3173004C | Anti-Mouse CD117/c-kit | 2B8 | 173Yb | Mouse | 25 Tests | <a href="https://fluidigm.my.salesforce.com/sfc/p/700000009DAw/a/4u0000019iRj/gU.g1NTWHIA.TraV6uRF6HG9qDggdj.mqFTBf6gt4Z0" target="_blank">PRD009-3173004B</a> | <a href="https://fluidigm.my.salesforce.com/sfc/p/700000009DAw/a/4u000001870w/XU6eX2YZtdejnAfGRls.mPHhJTPvhOp30R18ZV_Asw4" target="_blank">MSDS-3000000X</a> | various | Maxpar
CyTOF (Cytometry) | 3173005B | Anti-Human HLA-DR | L243 | 173Yb | Human, Cynomolgus Macaque, Rhesus Macaque, African Green, Baboon, Chimpanzee, Dog, Common Marmoset, Squirrel Monkey, Cotton-Topped Tamarin | 100 Tests | <a href="https://fluidigm.my.salesforce.com/sfc/p/700000009DAw/a/4u0000019iRL/ovB6IsZLdHxWNlTN8xDxOGNaJtG.Y05JSXE.s4lbg5M" target="_blank">PRD009-3173005B</a> | <a href="https://fluidigm.my.salesforce.com/sfc/p/700000009DAw/a/4u000001870w/XU6eX2YZtdejnAfGRls.mPHhJTPvhOp30R18ZV_Asw4" target="_blank">MSDS-3000000X</a> | various | Maxpar
CyTOF (Cytometry) | 3173005C | Anti-Human HLA-DR | L243 | 173Yb | Human, Cynomolgus Macaque, Rhesus Macaque, African Green, Baboon, Chimpanzee, Dog, Common Marmoset, Squirrel Monkey, Cotton-Topped Tamarin | 25 Tests | <a href="https://fluidigm.my.salesforce.com/sfc/p/700000009DAw/a/4u0000019iRL/ovB6IsZLdHxWNlTN8xDxOGNaJtG.Y05JSXE.s4lbg5M" target="_blank">PRD009-3173005B</a> | <a href="https://fluidigm.my.salesforce.com/sfc/p/700000009DAw/a/4u000001870w/XU6eX2YZtdejnAfGRls.mPHhJTPvhOp30R18ZV_Asw4" target="_blank">MSDS-3000000X</a> | various | Maxpar
CyTOF (Cytometry) | 3173006B | Anti-Human/Mouse Granzyme B | GB11 | 173Yb | Human, Mouse, Rhesus Macaque | 100 Tests | <a href="https://fluidigm.my.salesforce.com/sfc/p/700000009DAw/a/4u0000019iRV/YpDFZ2DtypoBK_uSr3SohejH4O0fbx6MpVbwKuudfB4" target="_blank">PRD009-3173006B</a> | <a href="https://fluidigm.my.salesforce.com/sfc/p/700000009DAw/a/4u000001870w/XU6eX2YZtdejnAfGRls.mPHhJTPvhOp30R18ZV_Asw4" target="_blank">MSDS-3000000X</a> | various | Maxpar
CyTOF (Cytometry) | 3173006C | Anti-Human/Mouse Granzyme B | GB11 | 173Yb | Human, Mouse, Rhesus Macaque | 25 Tests | <a href="https://fluidigm.my.salesforce.com/sfc/p/700000009DAw/a/4u0000019iRV/YpDFZ2DtypoBK_uSr3SohejH4O0fbx6MpVbwKuudfB4" target="_blank">PRD009-3173006B</a> | <a href="https://fluidigm.my.salesforce.com/sfc/p/700000009DAw/a/4u000001870w/XU6eX2YZtdejnAfGRls.mPHhJTPvhOp30R18ZV_Asw4" target="_blank">MSDS-3000000X</a> | various | Maxpar
CyTOF (Cytometry) | 3173007B | Anti-Human CD371/CLEC12A | 50C1 | 173Yb | Human | 100 Tests | <a href="https://fluidigm.my.salesforce.com/sfc/p/700000009DAw/a/4u0000019iRk/IGUN7QqgVml1ZYEQy_MeU081YLW1PP4Nl9kss5OuRaM" target="_blank">PRD009-3173007B</a> | <a href="https://fluidigm.my.salesforce.com/sfc/p/700000009DAw/a/4u000001870w/XU6eX2YZtdejnAfGRls.mPHhJTPvhOp30R18ZV_Asw4" target="_blank">MSDS-3000000X</a> | various | Maxpar
CyTOF (Cytometry) | 3173007C | Anti-Human CD371/CLEC12A | 50C1 | 173Yb | Human | 25 Tests | <a href="https://fluidigm.my.salesforce.com/sfc/p/700000009DAw/a/4u0000019iRk/IGUN7QqgVml1ZYEQy_MeU081YLW1PP4Nl9kss5OuRaM" target="_blank">PRD009-3173007B</a> | <a href="https://fluidigm.my.salesforce.com/sfc/p/700000009DAw/a/4u000001870w/XU6eX2YZtdejnAfGRls.mPHhJTPvhOp30R18ZV_Asw4" target="_blank">MSDS-3000000X</a> | various | Maxpar
CyTOF (Cytometry) | 3173008B | Anti-Human CD104 | 58XB4 | 173Yb | Human | 100 Tests | <a href="https://fluidigm.my.salesforce.com/sfc/p/700000009DAw/a/4u0000019iRM/.ppR4yObbkVCNPZ0vpzNBS4h1uMhFR3E1feCByGRNnQ" target="_blank">PRD009-3173008B</a> | <a href="https://fluidigm.my.salesforce.com/sfc/p/700000009DAw/a/4u000001870w/XU6eX2YZtdejnAfGRls.mPHhJTPvhOp30R18ZV_Asw4" target="_blank">MSDS-3000000X</a> | various | Maxpar
CyTOF (Cytometry) | 3173008C | Anti-Human CD104 | 58XB4 | 173Yb | Human | 25 Tests | <a href="https://fluidigm.my.salesforce.com/sfc/p/700000009DAw/a/4u0000019iRM/.ppR4yObbkVCNPZ0vpzNBS4h1uMhFR3E1feCByGRNnQ" target="_blank">PRD009-3173008B</a> | <a href="https://fluidigm.my.salesforce.com/sfc/p/700000009DAw/a/4u000001870w/XU6eX2YZtdejnAfGRls.mPHhJTPvhOp30R18ZV_Asw4" target="_blank">MSDS-3000000X</a> | various | Maxpar
CyTOF (Cytometry) | 3173009B | Anti-Human CD59 | p282 (H19) | 173Yb | Human, Baboon, Chimpanzee, Cynomolgus, Rhesus | 100 Tests | <a href="https://fluidigm.my.salesforce.com/sfc/p/700000009DAw/a/4u0000019iRy/eFgDav83AhfPUjGjNIYL0bcD679tHeP4FKwAySUlHEI" target="_blank">PRD009-3173009B</a> | <a href="https://fluidigm.my.salesforce.com/sfc/p/700000009DAw/a/4u000001870w/XU6eX2YZtdejnAfGRls.mPHhJTPvhOp30R18ZV_Asw4" target="_blank">MSDS-3000000X</a> | various | Maxpar
CyTOF (Cytometry) | 3173009C | Anti-Human CD59 | p282 (H19) | 173Yb | Human, Baboon, Chimpanzee, Cynomolgus, Rhesus | 25 Tests | <a href="https://fluidigm.my.salesforce.com/sfc/p/700000009DAw/a/4u0000019iRy/eFgDav83AhfPUjGjNIYL0bcD679tHeP4FKwAySUlHEI" target="_blank">PRD009-3173009B</a> | <a href="https://fluidigm.my.salesforce.com/sfc/p/700000009DAw/a/4u000001870w/XU6eX2YZtdejnAfGRls.mPHhJTPvhOp30R18ZV_Asw4" target="_blank">MSDS-3000000X</a> | various | Maxpar
CyTOF (Cytometry) | 3173010B | Anti-Human CD158b | DX27 | 173Yb | Human | 100 Tests | <a href="https://fluidigm.my.salesforce.com/sfc/p/700000009DAw/a/4u0000019iS3/T85RpLc_mSyxFj7z3Ob1K9wxfszabSoq1LFJb1825bc" target="_blank">PRD009-3173010B</a> | <a href="https://fluidigm.my.salesforce.com/sfc/p/700000009DAw/a/4u000001870w/XU6eX2YZtdejnAfGRls.mPHhJTPvhOp30R18ZV_Asw4" target="_blank">MSDS-3000000X</a> | various | Maxpar
CyTOF (Cytometry) | 3173010C | Anti-Human CD158b | DX27 | 173Yb | Human | 25 Tests | <a href="https://fluidigm.my.salesforce.com/sfc/p/700000009DAw/a/4u0000019iS3/T85RpLc_mSyxFj7z3Ob1K9wxfszabSoq1LFJb1825bc" target="_blank">PRD009-3173010B</a> | <a href="https://fluidigm.my.salesforce.com/sfc/p/700000009DAw/a/4u000001870w/XU6eX2YZtdejnAfGRls.mPHhJTPvhOp30R18ZV_Asw4" target="_blank">MSDS-3000000X</a> | various | Maxpar
CyTOF (Cytometry) | 3173011B | Anti-Human CD90 | 5E10 | 173Yb | Human, African Green, Baboon, Cynomolgus, Pigtailed Macaque, Rhesus, Swine (Pig, Porcine) | 100 Tests | <a href="https://fluidigm.my.salesforce.com/sfc/p/700000009DAw/a/4u0000019iSD/0Y.cDvzcTfo4AxCpSpvIFNoIkol4jSmY0bO0Osn8jSM" target="_blank">PRD009-3173011B</a> | <a href="https://fluidigm.my.salesforce.com/sfc/p/700000009DAw/a/4u000001870w/XU6eX2YZtdejnAfGRls.mPHhJTPvhOp30R18ZV_Asw4" target="_blank">MSDS-3000000X</a> | various | Maxpar
CyTOF (Cytometry) | 3173011C | Anti-Human CD90 | 5E10 | 173Yb | Human, African Green, Baboon, Cynomolgus, Pigtailed Macaque, Rhesus, Swine (Pig, Porcine) | 25 Tests | <a href="https://fluidigm.my.salesforce.com/sfc/p/700000009DAw/a/4u0000019iSD/0Y.cDvzcTfo4AxCpSpvIFNoIkol4jSmY0bO0Osn8jSM" target="_blank">PRD009-3173011B</a> | <a href="https://fluidigm.my.salesforce.com/sfc/p/700000009DAw/a/4u000001870w/XU6eX2YZtdejnAfGRls.mPHhJTPvhOp30R18ZV_Asw4" target="_blank">MSDS-3000000X</a> | various | Maxpar
CyTOF (Cytometry) | 3173015B | Anti-Human CD137/4-1BB | 4B4-1 | 173Yb | Human, Cynomolgus Macaque, Rhesus Macaque, Chimpanzee, Baboon | 100 Tests | <a href="https://fluidigm.my.salesforce.com/sfc/p/700000009DAw/a/4u0000019iS4/_i8x5uUuHvkS3RXw9SuGcNyH0xrg1LYivsyPJYEW0E8" target="_blank">PRD009-3173015B</a> | <a href="https://fluidigm.my.salesforce.com/sfc/p/700000009DAw/a/4u000001870w/XU6eX2YZtdejnAfGRls.mPHhJTPvhOp30R18ZV_Asw4" target="_blank">MSDS-3000000X</a> | various | Maxpar
CyTOF (Cytometry) | 3173015C | Anti-Human CD137/4-1BB | 4B4-1 | 173Yb | Human, Cynomolgus Macaque, Rhesus Macaque, Chimpanzee, Baboon | 25 Tests | <a href="https://fluidigm.my.salesforce.com/sfc/p/700000009DAw/a/4u0000019iS4/_i8x5uUuHvkS3RXw9SuGcNyH0xrg1LYivsyPJYEW0E8" target="_blank">PRD009-3173015B</a> | <a href="https://fluidigm.my.salesforce.com/sfc/p/700000009DAw/a/4u000001870w/XU6eX2YZtdejnAfGRls.mPHhJTPvhOp30R18ZV_Asw4" target="_blank">MSDS-3000000X</a> | various | Maxpar
CyTOF (Cytometry) | 3174001B | Anti-Human HLA-DR | L243 | 174Yb | Human, Cynomolgus Macaque, Rhesus Macaque, African Green, Baboon, Chimpanzee, Dog, Common Marmoset, Squirrel Monkey, Cotton-Topped Tamarin | 100 Tests | <a href="https://fluidigm.my.salesforce.com/sfc/p/700000009DAw/a/4u0000019iS5/7YvMAsl1IR8lTW.FTf5Z8LLNgbhXMz5GjKi.zH9YL1U" target="_blank">PRD009-3174001B</a> | <a href="https://fluidigm.my.salesforce.com/sfc/p/700000009DAw/a/4u000001870w/XU6eX2YZtdejnAfGRls.mPHhJTPvhOp30R18ZV_Asw4" target="_blank">MSDS-3000000X</a> | various | Maxpar
CyTOF (Cytometry) | 3174001C | Anti-Human HLA-DR | L243 | 174Yb | Human, Cynomolgus Macaque, Rhesus Macaque, African Green, Baboon, Chimpanzee, Dog, Common Marmoset, Squirrel Monkey, Cotton-Topped Tamarin | 25 Tests | <a href="https://fluidigm.my.salesforce.com/sfc/p/700000009DAw/a/4u0000019iS5/7YvMAsl1IR8lTW.FTf5Z8LLNgbhXMz5GjKi.zH9YL1U" target="_blank">PRD009-3174001B</a> | <a href="https://fluidigm.my.salesforce.com/sfc/p/700000009DAw/a/4u000001870w/XU6eX2YZtdejnAfGRls.mPHhJTPvhOp30R18ZV_Asw4" target="_blank">MSDS-3000000X</a> | various | Maxpar
CyTOF (Cytometry) | 3174002B | Anti-Mouse IL-17A | TC11-18H10.1 | 174Yb | Mouse | 100 Tests | <a href="https://fluidigm.my.salesforce.com/sfc/p/700000009DAw/a/4u0000019iRl/0Ya0OHjIZwdr0rnglNS.fwzdq6T0d9oW1xPvIg0AsZ8" target="_blank">PRD009-3174002B</a> | <a href="https://fluidigm.my.salesforce.com/sfc/p/700000009DAw/a/4u000001870w/XU6eX2YZtdejnAfGRls.mPHhJTPvhOp30R18ZV_Asw4" target="_blank">MSDS-3000000X</a> | various | Maxpar
CyTOF (Cytometry) | 3174002C | Anti-Mouse IL-17A | TC11-18H10.1 | 174Yb | Mouse | 25 Tests | <a href="https://fluidigm.my.salesforce.com/sfc/p/700000009DAw/a/4u0000019iRl/0Ya0OHjIZwdr0rnglNS.fwzdq6T0d9oW1xPvIg0AsZ8" target="_blank">PRD009-3174002B</a> | <a href="https://fluidigm.my.salesforce.com/sfc/p/700000009DAw/a/4u000001870w/XU6eX2YZtdejnAfGRls.mPHhJTPvhOp30R18ZV_Asw4" target="_blank">MSDS-3000000X</a> | various | Maxpar
CyTOF (Cytometry) | 3174003B | Anti-Mouse MHC class II | M5/114.15.2 | 174Yb | Mouse | 100 Tests | <a href="https://fluidigm.my.salesforce.com/sfc/p/700000009DAw/a/4u0000019iRN/7YpBD4H5rAgailGS_4LiZDZlvCcQ2.b9F0enq17hw1g" target="_blank">PRD009-3174003B</a> | <a href="https://fluidigm.my.salesforce.com/sfc/p/700000009DAw/a/4u000001870w/XU6eX2YZtdejnAfGRls.mPHhJTPvhOp30R18ZV_Asw4" target="_blank">MSDS-3000000X</a> | various | Maxpar
CyTOF (Cytometry) | 3174003C | Anti-Mouse MHC class II | M5/114.15.2 | 174Yb | Mouse | 25 Tests | <a href="https://fluidigm.my.salesforce.com/sfc/p/700000009DAw/a/4u0000019iRN/7YpBD4H5rAgailGS_4LiZDZlvCcQ2.b9F0enq17hw1g" target="_blank">PRD009-3174003B</a> | <a href="https://fluidigm.my.salesforce.com/sfc/p/700000009DAw/a/4u000001870w/XU6eX2YZtdejnAfGRls.mPHhJTPvhOp30R18ZV_Asw4" target="_blank">MSDS-3000000X</a> | various | Maxpar
CyTOF (Cytometry) | 3174004B | Anti-Human CD4 | SK3 | 174Yb | Human | 100 Tests | <a href="https://fluidigm.my.salesforce.com/sfc/p/700000009DAw/a/4u0000019iRW/PXt3kDl791tx8Xig7EztdFPZ03zEOV83XpHH3B2McAc" target="_blank">PRD009-3174004B</a> | <a href="https://fluidigm.my.salesforce.com/sfc/p/700000009DAw/a/4u000001870w/XU6eX2YZtdejnAfGRls.mPHhJTPvhOp30R18ZV_Asw4" target="_blank">MSDS-3000000X</a> | various | Maxpar
CyTOF (Cytometry) | 3174004C | Anti-Human CD4 | SK3 | 174Yb | Human | 25 Tests | <a href="https://fluidigm.my.salesforce.com/sfc/p/700000009DAw/a/4u0000019iRW/PXt3kDl791tx8Xig7EztdFPZ03zEOV83XpHH3B2McAc" target="_blank">PRD009-3174004B</a> | <a href="https://fluidigm.my.salesforce.com/sfc/p/700000009DAw/a/4u000001870w/XU6eX2YZtdejnAfGRls.mPHhJTPvhOp30R18ZV_Asw4" target="_blank">MSDS-3000000X</a> | various | Maxpar
CyTOF (Cytometry) | 3174005A | Anti-pStat4 [Y693] | 38/p-Stat4 | 174Yb | Human, Mouse | 50 Tests | <a href="https://fluidigm.my.salesforce.com/sfc/p/700000009DAw/a/4u0000019iRm/Z9Vd70l2mTv10aEyelizmeAnEQqjdj1OZXaHhotryZ8" target="_blank">PRD009-3174005A</a> | <a href="https://fluidigm.my.salesforce.com/sfc/p/700000009DAw/a/4u000001870w/XU6eX2YZtdejnAfGRls.mPHhJTPvhOp30R18ZV_Asw4" target="_blank">MSDS-3000000X</a> | various | Maxpar
CyTOF (Cytometry) | 3174005C | Anti-pStat4 [Y693] | 38/p-Stat4 | 174Yb | Human, Mouse | 25 Tests | <a href="https://fluidigm.my.salesforce.com/sfc/p/700000009DAw/a/4u0000019iRm/Z9Vd70l2mTv10aEyelizmeAnEQqjdj1OZXaHhotryZ8" target="_blank">PRD009-3174005B</a> | <a href="https://fluidigm.my.salesforce.com/sfc/p/700000009DAw/a/4u000001870w/XU6eX2YZtdejnAfGRls.mPHhJTPvhOp30R18ZV_Asw4" target="_blank">MSDS-3000000X</a> | various | Maxpar
CyTOF (Cytometry) | 3174006B | Anti-FITC | FIT-22 | 174Yb | Human, Mouse | 100 Tests | <a href="https://fluidigm.my.salesforce.com/sfc/p/700000009DAw/a/4u0000019iQw/NTqUX3YIvMyFgdJFb7Cg.myJMNZ9NVmxYkpIjpZ2Qbg" target="_blank">PRD009-3174006B</a> | <a href="https://fluidigm.my.salesforce.com/sfc/p/700000009DAw/a/4u000001870w/XU6eX2YZtdejnAfGRls.mPHhJTPvhOp30R18ZV_Asw4" target="_blank">MSDS-3000000X</a> | various | Maxpar
CyTOF (Cytometry) | 3174006C | Anti-FITC | FIT-22 | 174Yb | Human, Mouse | 25 Tests | <a href="https://fluidigm.my.salesforce.com/sfc/p/700000009DAw/a/4u0000019iQw/NTqUX3YIvMyFgdJFb7Cg.myJMNZ9NVmxYkpIjpZ2Qbg" target="_blank">PRD009-3174006B</a> | <a href="https://fluidigm.my.salesforce.com/sfc/p/700000009DAw/a/4u000001870w/XU6eX2YZtdejnAfGRls.mPHhJTPvhOp30R18ZV_Asw4" target="_blank">MSDS-3000000X</a> | various | Maxpar
CyTOF (Cytometry) | 3174007B | Anti-Mouse CD229 | Ly9ab3 | 174Yb | Mouse | 100 Tests | <a href="https://fluidigm.my.salesforce.com/sfc/p/700000009DAw/a/4u0000019iQx/kHwk70Sogz76zimflPo4BlpPyKkOESXGoi7eVj4pLnU" target="_blank">PRD009-3174007B</a> | <a href="https://fluidigm.my.salesforce.com/sfc/p/700000009DAw/a/4u000001870w/XU6eX2YZtdejnAfGRls.mPHhJTPvhOp30R18ZV_Asw4" target="_blank">MSDS-3000000X</a> | various | Maxpar
CyTOF (Cytometry) | 3174007C | Anti-Mouse CD229 | Ly9ab3 | 174Yb | Mouse | 25 Tests | <a href="https://fluidigm.my.salesforce.com/sfc/p/700000009DAw/a/4u0000019iQx/kHwk70Sogz76zimflPo4BlpPyKkOESXGoi7eVj4pLnU" target="_blank">PRD009-3174007B</a> | <a href="https://fluidigm.my.salesforce.com/sfc/p/700000009DAw/a/4u000001870w/XU6eX2YZtdejnAfGRls.mPHhJTPvhOp30R18ZV_Asw4" target="_blank">MSDS-3000000X</a> | various | Maxpar
CyTOF (Cytometry) | 3174008B | Anti-Mouse Gr-1 / Ly-6G/C | RB6-8C5 | 174Yb | Mouse | 100 Tests | <a href="https://fluidigm.my.salesforce.com/sfc/p/700000009DAw/a/4u0000019iUf/HHIDAL8mGeBidr_SAFhBUcP380jSyewAtd7c0BWrRcc" target="_blank">PRD009-3174008B</a> | <a href="https://fluidigm.my.salesforce.com/sfc/p/700000009DAw/a/4u000001870w/XU6eX2YZtdejnAfGRls.mPHhJTPvhOp30R18ZV_Asw4" target="_blank">MSDS-3000000X</a> | various | Maxpar
CyTOF (Cytometry) | 3174008C | Anti-Mouse Gr-1 / Ly-6G/C | RB6-8C5 | 174Yb | Mouse | 25 Tests | <a href="https://fluidigm.my.salesforce.com/sfc/p/700000009DAw/a/4u0000019iUf/HHIDAL8mGeBidr_SAFhBUcP380jSyewAtd7c0BWrRcc" target="_blank">PRD009-3174008B</a> | <a href="https://fluidigm.my.salesforce.com/sfc/p/700000009DAw/a/4u000001870w/XU6eX2YZtdejnAfGRls.mPHhJTPvhOp30R18ZV_Asw4" target="_blank">MSDS-3000000X</a> | various | Maxpar
CyTOF (Cytometry) | 3174012B | Anti-Human CD89 | A59 | 174Yb | Human, African Green, Baboon, Cynomolgus, Rhesus | 100 Tests | <a href="https://fluidigm.my.salesforce.com/sfc/p/700000009DAw/a/4u0000019iV2/QVrB.YmYVdM94ZJEZJZoAD.ueYSEoL11CK0mn1OvUO0" target="_blank">PRD009-3174012B</a> | <a href="https://fluidigm.my.salesforce.com/sfc/p/700000009DAw/a/4u000001870w/XU6eX2YZtdejnAfGRls.mPHhJTPvhOp30R18ZV_Asw4" target="_blank">MSDS-3000000X</a> | various | Maxpar
CyTOF (Cytometry) | 3174012C | Anti-Human CD89 | A59 | 174Yb | Human, African Green, Baboon, Cynomolgus, Rhesus | 25 Tests | <a href="https://fluidigm.my.salesforce.com/sfc/p/700000009DAw/a/4u0000019iV2/QVrB.YmYVdM94ZJEZJZoAD.ueYSEoL11CK0mn1OvUO0" target="_blank">PRD009-3174012B</a> | <a href="https://fluidigm.my.salesforce.com/sfc/p/700000009DAw/a/4u000001870w/XU6eX2YZtdejnAfGRls.mPHhJTPvhOp30R18ZV_Asw4" target="_blank">MSDS-3000000X</a> | various | Maxpar
CyTOF (Cytometry) | 3174013B | Anti-Mouse CD127/IL7Rα | A7R34 | 174Yb | Mouse | 100 Tests | <a href="https://fluidigm.my.salesforce.com/sfc/p/700000009DAw/a/4u0000019iUy/Yn2D22j11ZN1FgrrGBIxe4UGLj1aI7sVPef4wyR9Bjk" target="_blank">PRD009-3174013B</a> | <a href="https://fluidigm.my.salesforce.com/sfc/p/700000009DAw/a/4u000001870w/XU6eX2YZtdejnAfGRls.mPHhJTPvhOp30R18ZV_Asw4" target="_blank">MSDS-3000000X</a> | various | Maxpar
CyTOF (Cytometry) | 3174013C | Anti-Mouse CD127/IL7Rα | A7R34 | 174Yb | Mouse | 25 Tests | <a href="https://fluidigm.my.salesforce.com/sfc/p/700000009DAw/a/4u0000019iUy/Yn2D22j11ZN1FgrrGBIxe4UGLj1aI7sVPef4wyR9Bjk" target="_blank">PRD009-3174013B</a> | <a href="https://fluidigm.my.salesforce.com/sfc/p/700000009DAw/a/4u000001870w/XU6eX2YZtdejnAfGRls.mPHhJTPvhOp30R18ZV_Asw4" target="_blank">MSDS-3000000X</a> | various | Maxpar
CyTOF (Cytometry) | 3174014A | Anti-Human Keratin 8/18 | C51 | 174Yb | Human, Monkey | 50 Tests | <a href="https://fluidigm.my.salesforce.com/sfc/p/700000009DAw/a/4u0000019iUz/4dujcpJhWTv6OzvDak5ZhyDlQ6umv6h0ucdZyH85U8I" target="_blank">PRD009-3174014A</a> | <a href="https://fluidigm.my.salesforce.com/sfc/p/700000009DAw/a/4u000001870w/XU6eX2YZtdejnAfGRls.mPHhJTPvhOp30R18ZV_Asw4" target="_blank">MSDS-3000000X</a> | various | Maxpar
CyTOF (Cytometry) | 3174014C | Anti-Human Keratin 8/18 | C51 | 174Yb | Human, Monkey | 25 Tests | <a href="https://fluidigm.my.salesforce.com/sfc/p/700000009DAw/a/4u0000019iUz/4dujcpJhWTv6OzvDak5ZhyDlQ6umv6h0ucdZyH85U8I" target="_blank">PRD009-3174014B</a> | <a href="https://fluidigm.my.salesforce.com/sfc/p/700000009DAw/a/4u000001870w/XU6eX2YZtdejnAfGRls.mPHhJTPvhOp30R18ZV_Asw4" target="_blank">MSDS-3000000X</a> | various | Maxpar
CyTOF (Cytometry) | 3174015B | Anti-Human CD94 | HP-3D9 | 174Yb | Human | 100 Tests | <a href="https://fluidigm.my.salesforce.com/sfc/p/700000009DAw/a/4u0000019iV3/ZIG9gEHx6vSkP3j492v8HVFYt6zoDgbjBl0zljobAU0" target="_blank">PRD009-3174015B</a> | <a href="https://fluidigm.my.salesforce.com/sfc/p/700000009DAw/a/4u000001870w/XU6eX2YZtdejnAfGRls.mPHhJTPvhOp30R18ZV_Asw4" target="_blank">MSDS-3000000X</a> | various | Maxpar
CyTOF (Cytometry) | 3174015C | Anti-Human CD94 | HP-3D9 | 174Yb | Human | 25 Tests | <a href="https://fluidigm.my.salesforce.com/sfc/p/700000009DAw/a/4u0000019iV3/ZIG9gEHx6vSkP3j492v8HVFYt6zoDgbjBl0zljobAU0" target="_blank">PRD009-3174015B</a> | <a href="https://fluidigm.my.salesforce.com/sfc/p/700000009DAw/a/4u000001870w/XU6eX2YZtdejnAfGRls.mPHhJTPvhOp30R18ZV_Asw4" target="_blank">MSDS-3000000X</a> | various | Maxpar
CyTOF (Cytometry) | 3174016B | Anti-Human MIC A/B | 6D4 | 174Yb | Human | 100 Tests | <a href="https://fluidigm.my.salesforce.com/sfc/p/700000009DAw/a/4u0000019iV7/D64Kvqs79eY7PaRzRK2.BEyi7aW5z_BzgPAojTM5PEQ" target="_blank">PRD009-3174016B</a> | <a href="https://fluidigm.my.salesforce.com/sfc/p/700000009DAw/a/4u000001870w/XU6eX2YZtdejnAfGRls.mPHhJTPvhOp30R18ZV_Asw4" target="_blank">MSDS-3000000X</a> | various | Maxpar
CyTOF (Cytometry) | 3174016C | Anti-Human MIC A/B | 6D4 | 174Yb | Human | 25 Tests | <a href="https://fluidigm.my.salesforce.com/sfc/p/700000009DAw/a/4u0000019iV7/D64Kvqs79eY7PaRzRK2.BEyi7aW5z_BzgPAojTM5PEQ" target="_blank">PRD009-3174016B</a> | <a href="https://fluidigm.my.salesforce.com/sfc/p/700000009DAw/a/4u000001870w/XU6eX2YZtdejnAfGRls.mPHhJTPvhOp30R18ZV_Asw4" target="_blank">MSDS-3000000X</a> | various | Maxpar
CyTOF (Cytometry) | 3174017B | Anti-Human CD229 | HLy9.1.25 | 174Yb | Human | 100 Tests | <a href="https://fluidigm.my.salesforce.com/sfc/p/700000009DAw/a/4u0000019iVC/.7Z9.ugucOUex5LHlPaO.DZGVrWCRShMvQ4xV7.qHdk" target="_blank">PRD009-3174017B</a> | <a href="https://fluidigm.my.salesforce.com/sfc/p/700000009DAw/a/4u000001870w/XU6eX2YZtdejnAfGRls.mPHhJTPvhOp30R18ZV_Asw4" target="_blank">MSDS-3000000X</a> | various | Maxpar
CyTOF (Cytometry) | 3174017C | Anti-Human CD229 | HLy9.1.25 | 174Yb | Human | 25 Tests | <a href="https://fluidigm.my.salesforce.com/sfc/p/700000009DAw/a/4u0000019iVC/.7Z9.ugucOUex5LHlPaO.DZGVrWCRShMvQ4xV7.qHdk" target="_blank">PRD009-3174017B</a> | <a href="https://fluidigm.my.salesforce.com/sfc/p/700000009DAw/a/4u000001870w/XU6eX2YZtdejnAfGRls.mPHhJTPvhOp30R18ZV_Asw4" target="_blank">MSDS-3000000X</a> | various | Maxpar
CyTOF (Cytometry) | 3174018B | Anti-Human CD49d | 9F10 | 174Yb | Human, African Green, Baboon, Cat (Feline), Cattle (Bovine, Cow), Chimpanzee, Common Marmoset, Cynomolgus, Dog (Canine), Horse (Equine), Rhesus, Sheep (Ovine), Squirrel Monkey | 100 Tests | <a href="https://fluidigm.my.salesforce.com/sfc/p/700000009DAw/a/4u0000019iUx/gqwZqEY2NhdQT6ijbSSMQcukWKKgDg.j0hBete.XgCM" target="_blank">PRD009-3174018B</a> | <a href="https://fluidigm.my.salesforce.com/sfc/p/700000009DAw/a/4u000001870w/XU6eX2YZtdejnAfGRls.mPHhJTPvhOp30R18ZV_Asw4" target="_blank">MSDS-3000000X</a> | various | Maxpar
CyTOF (Cytometry) | 3174018C | Anti-Human CD49d | 9F10 | 174Yb | Human, African Green, Baboon, Cat (Feline), Cattle (Bovine, Cow), Chimpanzee, Common Marmoset, Cynomolgus, Dog (Canine), Horse (Equine), Rhesus, Sheep (Ovine), Squirrel Monkey | 25 Tests | <a href="https://fluidigm.my.salesforce.com/sfc/p/700000009DAw/a/4u0000019iUx/gqwZqEY2NhdQT6ijbSSMQcukWKKgDg.j0hBete.XgCM" target="_blank">PRD009-3174018B</a> | <a href="https://fluidigm.my.salesforce.com/sfc/p/700000009DAw/a/4u000001870w/XU6eX2YZtdejnAfGRls.mPHhJTPvhOp30R18ZV_Asw4" target="_blank">MSDS-3000000X</a> | various | Maxpar
CyTOF (Cytometry) | 3174019B | Anti-Mouse CD223/LAG-3 | C9B7W | 174Yb | Mouse | 100 Tests | <a href="https://fluidigm.my.salesforce.com/sfc/p/700000009DAw/a/4u0000019iUe/r_l0DaSe07tf6CiujAz0N.zq7WCdW_rgR5ffj5eAIy4" target="_blank">PRD009-3174019B</a> | <a href="https://fluidigm.my.salesforce.com/sfc/p/700000009DAw/a/4u000001870w/XU6eX2YZtdejnAfGRls.mPHhJTPvhOp30R18ZV_Asw4" target="_blank">MSDS-3000000X</a> | various | Maxpar
CyTOF (Cytometry) | 3174019C | Anti-Mouse CD223/LAG-3 | C9B7W | 174Yb | Mouse | 25 Tests | <a href="https://fluidigm.my.salesforce.com/sfc/p/700000009DAw/a/4u0000019iUe/r_l0DaSe07tf6CiujAz0N.zq7WCdW_rgR5ffj5eAIy4" target="_blank">PRD009-3174019B</a> | <a href="https://fluidigm.my.salesforce.com/sfc/p/700000009DAw/a/4u000001870w/XU6eX2YZtdejnAfGRls.mPHhJTPvhOp30R18ZV_Asw4" target="_blank">MSDS-3000000X</a> | various | Maxpar
CyTOF (Cytometry) | 3174020B | Anti-Human CD279/PD-1 | EH12.2H7 | 174Yb | Human, Cynomolgus Macaque, Rhesus Macaque, Chimpanzee, Squirrel Monkey, Common Marmoset, Baboon, African Green Monkey | 100 Tests | <a href="https://fluidigm.my.salesforce.com/sfc/p/700000009DAw/a/4u0000019iUs/wXH3IUGIv3HZMzwoL9wm7LHPFjaGO4inT3MGXZb.eGI" target="_blank">PRD009-3174020B</a> | <a href="https://fluidigm.my.salesforce.com/sfc/p/700000009DAw/a/4u000001870w/XU6eX2YZtdejnAfGRls.mPHhJTPvhOp30R18ZV_Asw4" target="_blank">MSDS-3000000X</a> | various | Maxpar
CyTOF (Cytometry) | 3174020C | Anti-Human CD279/PD-1 | EH12.2H7 | 174Yb | Human, Cynomolgus Macaque, Rhesus Macaque, Chimpanzee, Squirrel Monkey, Common Marmoset, Baboon, African Green Monkey | 25 Tests | <a href="https://fluidigm.my.salesforce.com/sfc/p/700000009DAw/a/4u0000019iUs/wXH3IUGIv3HZMzwoL9wm7LHPFjaGO4inT3MGXZb.eGI" target="_blank">PRD009-3174020B</a> | <a href="https://fluidigm.my.salesforce.com/sfc/p/700000009DAw/a/4u000001870w/XU6eX2YZtdejnAfGRls.mPHhJTPvhOp30R18ZV_Asw4" target="_blank">MSDS-3000000X</a> | various | Maxpar
CyTOF (Cytometry) | 3174021B | Anti-Human ErbB2 | 42/c-erbB-2 | 174Yb | Human | 100 Tests | <a href="https://fluidigm.my.salesforce.com/sfc/p/700000009DAw/a/4u0000019iUo/kpzQ6oHMLDIXIwzPigCm0fOVOY.zrGVTwzmit97vcr0" target="_blank">PRD009-3174021B</a> | <a href="https://fluidigm.my.salesforce.com/sfc/p/700000009DAw/a/4u000001870w/XU6eX2YZtdejnAfGRls.mPHhJTPvhOp30R18ZV_Asw4" target="_blank">MSDS-3000000X</a> | various | Maxpar
CyTOF (Cytometry) | 3174021C | Anti-Human ErbB2 | 42/c-erbB-2 | 174Yb | Human | 25 Tests | <a href="https://fluidigm.my.salesforce.com/sfc/p/700000009DAw/a/4u0000019iUo/kpzQ6oHMLDIXIwzPigCm0fOVOY.zrGVTwzmit97vcr0" target="_blank">PRD009-3174021B</a> | <a href="https://fluidigm.my.salesforce.com/sfc/p/700000009DAw/a/4u000001870w/XU6eX2YZtdejnAfGRls.mPHhJTPvhOp30R18ZV_Asw4" target="_blank">MSDS-3000000X</a> | various | Maxpar
CyTOF (Cytometry) | 3175004B | Anti-Human Perforin | B-D48 | 175Lu | Human | 100 Tests | <a href="https://fluidigm.my.salesforce.com/sfc/p/700000009DAw/a/4u0000019iUZ/1VCxlihY04QUva9N7neJ_ijMrlhbVvMV5xKKWyX6zyA" target="_blank">PRD009-3175004B</a> | <a href="https://fluidigm.my.salesforce.com/sfc/p/700000009DAw/a/4u000001870w/XU6eX2YZtdejnAfGRls.mPHhJTPvhOp30R18ZV_Asw4" target="_blank">MSDS-3000000X</a> | various | Maxpar
CyTOF (Cytometry) | 3175004C | Anti-Human Perforin | B-D48 | 175Lu | Human | 25 Tests | <a href="https://fluidigm.my.salesforce.com/sfc/p/700000009DAw/a/4u0000019iUZ/1VCxlihY04QUva9N7neJ_ijMrlhbVvMV5xKKWyX6zyA" target="_blank">PRD009-3175004B</a> | <a href="https://fluidigm.my.salesforce.com/sfc/p/700000009DAw/a/4u000001870w/XU6eX2YZtdejnAfGRls.mPHhJTPvhOp30R18ZV_Asw4" target="_blank">MSDS-3000000X</a> | various | Maxpar
CyTOF (Cytometry) | 3175005A | Anti-pStat6 [Y641] | 18/P-Stat6 | 175Lu | Human | 50 Tests | <a href="https://fluidigm.my.salesforce.com/sfc/p/700000009DAw/a/4u0000019iUd/9klx6HkO3E4RaGCyfGjqsnUApmUX3kNwKFvihwoqFZQ" target="_blank">PRD009-3175005A</a> | <a href="https://fluidigm.my.salesforce.com/sfc/p/700000009DAw/a/4u000001870w/XU6eX2YZtdejnAfGRls.mPHhJTPvhOp30R18ZV_Asw4" target="_blank">MSDS-3000000X</a> | various | Maxpar
CyTOF (Cytometry) | 3175005C | Anti-pStat6 [Y641] | 18/P-Stat6 | 175Lu | Human | 25 Tests | <a href="https://fluidigm.my.salesforce.com/sfc/p/700000009DAw/a/4u0000019iUd/9klx6HkO3E4RaGCyfGjqsnUApmUX3kNwKFvihwoqFZQ" target="_blank">PRD009-3175005B</a> | <a href="https://fluidigm.my.salesforce.com/sfc/p/700000009DAw/a/4u000001870w/XU6eX2YZtdejnAfGRls.mPHhJTPvhOp30R18ZV_Asw4" target="_blank">MSDS-3000000X</a> | various | Maxpar
CyTOF (Cytometry) | 3175006B | Anti-Mouse CD127/IL7Rα | A7R34 | 175Lu | Mouse | 100 Tests | <a href="https://fluidigm.my.salesforce.com/sfc/p/700000009DAw/a/4u0000019iUY/aNvbfuKj00BAhXWpGqG7xD_kFpivYM.i1TA5JHI5A2M" target="_blank">PRD009-3175006B</a> | <a href="https://fluidigm.my.salesforce.com/sfc/p/700000009DAw/a/4u000001870w/XU6eX2YZtdejnAfGRls.mPHhJTPvhOp30R18ZV_Asw4" target="_blank">MSDS-3000000X</a> | various | Maxpar
CyTOF (Cytometry) | 3175006C | Anti-Mouse CD127/IL7Rα | A7R34 | 175Lu | Mouse | 25 Tests | <a href="https://fluidigm.my.salesforce.com/sfc/p/700000009DAw/a/4u0000019iUY/aNvbfuKj00BAhXWpGqG7xD_kFpivYM.i1TA5JHI5A2M" target="_blank">PRD009-3175006B</a> | <a href="https://fluidigm.my.salesforce.com/sfc/p/700000009DAw/a/4u000001870w/XU6eX2YZtdejnAfGRls.mPHhJTPvhOp30R18ZV_Asw4" target="_blank">MSDS-3000000X</a> | various | Maxpar
CyTOF (Cytometry) | 3175008B | Anti-Human CD279/PD-1 | EH12.2H7 | 175Lu | Human, Cynomolgus Macaque, Rhesus Macaque, Chimpanzee, Squirrel Monkey, Common Marmoset, Baboon, African Green Monkey | 100 Tests | <a href="https://fluidigm.my.salesforce.com/sfc/p/700000009DAw/a/4u0000019iTm/0Gl.67sUNTRpULpXiwSY0jyVDM.Yw1MDFS_uwTtfv6E" target="_blank">PRD009-3175008B</a> | <a href="https://fluidigm.my.salesforce.com/sfc/p/700000009DAw/a/4u000001870w/XU6eX2YZtdejnAfGRls.mPHhJTPvhOp30R18ZV_Asw4" target="_blank">MSDS-3000000X</a> | various | Maxpar
CyTOF (Cytometry) | 3175008C | Anti-Human CD279/PD-1 | EH12.2H7 | 175Lu | Human, Cynomolgus Macaque, Rhesus Macaque, Chimpanzee, Squirrel Monkey, Common Marmoset, Baboon, African Green Monkey | 25 Tests | <a href="https://fluidigm.my.salesforce.com/sfc/p/700000009DAw/a/4u0000019iTm/0Gl.67sUNTRpULpXiwSY0jyVDM.Yw1MDFS_uwTtfv6E" target="_blank">PRD009-3175008B</a> | <a href="https://fluidigm.my.salesforce.com/sfc/p/700000009DAw/a/4u000001870w/XU6eX2YZtdejnAfGRls.mPHhJTPvhOp30R18ZV_Asw4" target="_blank">MSDS-3000000X</a> | various | Maxpar
CyTOF (Cytometry) | 3175009A | Anti-pS6 [S235/S236] | N7-548 | 175Lu | Human, Mouse, Rat | 50 Tests | <a href="https://fluidigm.my.salesforce.com/sfc/p/700000009DAw/a/4u0000019iUT/jq1rovobE_ZdTxcjJFot6DF8WG9yahKR6m0TTQIzskk" target="_blank">PRD009-3175009A</a> | <a href="https://fluidigm.my.salesforce.com/sfc/p/700000009DAw/a/4u000001870w/XU6eX2YZtdejnAfGRls.mPHhJTPvhOp30R18ZV_Asw4" target="_blank">MSDS-3000000X</a> | various | Maxpar
CyTOF (Cytometry) | 3175009C | Anti-pS6 [S235/S236] | N7-548 | 175Lu | Human, Mouse, Rat | 25 Tests | <a href="https://fluidigm.my.salesforce.com/sfc/p/700000009DAw/a/4u0000019iUT/jq1rovobE_ZdTxcjJFot6DF8WG9yahKR6m0TTQIzskk" target="_blank">PRD009-3175009B</a> | <a href="https://fluidigm.my.salesforce.com/sfc/p/700000009DAw/a/4u000001870w/XU6eX2YZtdejnAfGRls.mPHhJTPvhOp30R18ZV_Asw4" target="_blank">MSDS-3000000X</a> | various | Maxpar
CyTOF (Cytometry) | 3175010B | Anti-Mouse CD45 | 30-F11 | 175Lu | Mouse | 100 Tests | <a href="https://fluidigm.my.salesforce.com/sfc/p/700000009DAw/a/4u0000019iTx/Gx9w5hidXWyIqlsOr6RbCilX3ODodo.FTr67TmJ5UEA" target="_blank">PRD009-3175010B</a> | <a href="https://fluidigm.my.salesforce.com/sfc/p/700000009DAw/a/4u000001870w/XU6eX2YZtdejnAfGRls.mPHhJTPvhOp30R18ZV_Asw4" target="_blank">MSDS-3000000X</a> | various | Maxpar
CyTOF (Cytometry) | 3175010C | Anti-Mouse CD45 | 30-F11 | 175Lu | Mouse | 25 Tests | <a href="https://fluidigm.my.salesforce.com/sfc/p/700000009DAw/a/4u0000019iTx/Gx9w5hidXWyIqlsOr6RbCilX3ODodo.FTr67TmJ5UEA" target="_blank">PRD009-3175010B</a> | <a href="https://fluidigm.my.salesforce.com/sfc/p/700000009DAw/a/4u000001870w/XU6eX2YZtdejnAfGRls.mPHhJTPvhOp30R18ZV_Asw4" target="_blank">MSDS-3000000X</a> | various | Maxpar
CyTOF (Cytometry) | 3175011B | Anti-Human CD71 | OKT-9 | 175Lu | Human, Mouse | 100 Tests | <a href="https://fluidigm.my.salesforce.com/sfc/p/700000009DAw/a/4u0000019iUP/pjwRot2RyLe_hQSCAjp.hmED6_eRrrZ44dNQHmbb8og" target="_blank">PRD009-3175011B</a> | <a href="https://fluidigm.my.salesforce.com/sfc/p/700000009DAw/a/4u000001870w/XU6eX2YZtdejnAfGRls.mPHhJTPvhOp30R18ZV_Asw4" target="_blank">MSDS-3000000X</a> | various | Maxpar
CyTOF (Cytometry) | 3175011C | Anti-Human CD71 | OKT-9 | 175Lu | Human, Mouse | 25 Tests | <a href="https://fluidigm.my.salesforce.com/sfc/p/700000009DAw/a/4u0000019iUP/pjwRot2RyLe_hQSCAjp.hmED6_eRrrZ44dNQHmbb8og" target="_blank">PRD009-3175011B</a> | <a href="https://fluidigm.my.salesforce.com/sfc/p/700000009DAw/a/4u000001870w/XU6eX2YZtdejnAfGRls.mPHhJTPvhOp30R18ZV_Asw4" target="_blank">MSDS-3000000X</a> | various | Maxpar
CyTOF (Cytometry) | 3175012A | Anti-pHistone H3 [S28] | HTA28 | 175Lu | Human, Mouse, Rat | 50 Tests | <a href="https://fluidigm.my.salesforce.com/sfc/p/700000009DAw/a/4u0000019iTw/VSgbUPfz6cQXJ.vu6Y_nmPuTwbwKg9hrtL9kjIpNiKE" target="_blank">PRD009-3175012A</a> | <a href="https://fluidigm.my.salesforce.com/sfc/p/700000009DAw/a/4u000001870w/XU6eX2YZtdejnAfGRls.mPHhJTPvhOp30R18ZV_Asw4" target="_blank">MSDS-3000000X</a> | various | Maxpar
CyTOF (Cytometry) | 3175012C | Anti-pHistone H3 [S28] | HTA28 | 175Lu | Human, Mouse, Rat | 25 Tests | <a href="https://fluidigm.my.salesforce.com/sfc/p/700000009DAw/a/4u0000019iTw/VSgbUPfz6cQXJ.vu6Y_nmPuTwbwKg9hrtL9kjIpNiKE" target="_blank">PRD009-3175012B</a> | <a href="https://fluidigm.my.salesforce.com/sfc/p/700000009DAw/a/4u000001870w/XU6eX2YZtdejnAfGRls.mPHhJTPvhOp30R18ZV_Asw4" target="_blank">MSDS-3000000X</a> | various | Maxpar
CyTOF (Cytometry) | 3175014B | Anti-Mouse CD38 | 90 | 175Lu | Mouse | 100 Tests | <a href="https://fluidigm.my.salesforce.com/sfc/p/700000009DAw/a/4u0000019iUO/4vOPfg6vmw1KrnbeFihxYtVxd6BGnnqOcGQ3v27Xd5w" target="_blank">PRD009-3175014B</a> | <a href="https://fluidigm.my.salesforce.com/sfc/p/700000009DAw/a/4u000001870w/XU6eX2YZtdejnAfGRls.mPHhJTPvhOp30R18ZV_Asw4" target="_blank">MSDS-3000000X</a> | various | Maxpar
CyTOF (Cytometry) | 3175014C | Anti-Mouse CD38 | 90 | 175Lu | Mouse | 25 Tests | <a href="https://fluidigm.my.salesforce.com/sfc/p/700000009DAw/a/4u0000019iUO/4vOPfg6vmw1KrnbeFihxYtVxd6BGnnqOcGQ3v27Xd5w" target="_blank">PRD009-3175014B</a> | <a href="https://fluidigm.my.salesforce.com/sfc/p/700000009DAw/a/4u000001870w/XU6eX2YZtdejnAfGRls.mPHhJTPvhOp30R18ZV_Asw4" target="_blank">MSDS-3000000X</a> | various | Maxpar
CyTOF (Cytometry) | 3175015B | Anti-Human CD14 | M5E2 | 175Lu | Human, Cynomolgus Macaque, Rhesus Macaque, African Green Monkey, Capuchin Monkey, Cow, Chimpanzee, Common Marmoset, Cotton-Topped Tamarin, Dog, Pigtailed Macaque, Squirrel Monkey | 100 Tests | <a href="https://fluidigm.my.salesforce.com/sfc/p/700000009DAw/a/4u0000019iUK/IhkAEoYL0PUnjLfdsTzwgbte.f9EMq_DDcqnu7.hbvs" target="_blank">PRD009-3175015B</a> | <a href="https://fluidigm.my.salesforce.com/sfc/p/700000009DAw/a/4u000001870w/XU6eX2YZtdejnAfGRls.mPHhJTPvhOp30R18ZV_Asw4" target="_blank">MSDS-3000000X</a> | various | Maxpar
CyTOF (Cytometry) | 3175015C | Anti-Human CD14 | M5E2 | 175Lu | Human, Cynomolgus Macaque, Rhesus Macaque, African Green Monkey, Capuchin Monkey, Cow, Chimpanzee, Common Marmoset, Cotton-Topped Tamarin, Dog, Pigtailed Macaque, Squirrel Monkey | 25 Tests | <a href="https://fluidigm.my.salesforce.com/sfc/p/700000009DAw/a/4u0000019iUK/IhkAEoYL0PUnjLfdsTzwgbte.f9EMq_DDcqnu7.hbvs" target="_blank">PRD009-3175015B</a> | <a href="https://fluidigm.my.salesforce.com/sfc/p/700000009DAw/a/4u000001870w/XU6eX2YZtdejnAfGRls.mPHhJTPvhOp30R18ZV_Asw4" target="_blank">MSDS-3000000X</a> | various | Maxpar
CyTOF (Cytometry) | 3175016B | Anti-Human CD207 | 4C7 | 175Lu | Human, Mouse, Cynomolgus, Rabbit, Swine (Pig, Porcine) | 100 Tests | <a href="https://fluidigm.my.salesforce.com/sfc/p/700000009DAw/a/4u0000019iUF/sAA.O0GMOPKnZHTUKC4UsVnBDFcOE56rJVYhdolPdVk" target="_blank">PRD009-3175016B</a> | <a href="https://fluidigm.my.salesforce.com/sfc/p/700000009DAw/a/4u000001870w/XU6eX2YZtdejnAfGRls.mPHhJTPvhOp30R18ZV_Asw4" target="_blank">MSDS-3000000X</a> | various | Maxpar
CyTOF (Cytometry) | 3175016C | Anti-Human CD207 | 4C7 | 175Lu | Human, Mouse, Cynomolgus, Rabbit, Swine (Pig, Porcine) | 25 Tests | <a href="https://fluidigm.my.salesforce.com/sfc/p/700000009DAw/a/4u0000019iUF/sAA.O0GMOPKnZHTUKC4UsVnBDFcOE56rJVYhdolPdVk" target="_blank">PRD009-3175016B</a> | <a href="https://fluidigm.my.salesforce.com/sfc/p/700000009DAw/a/4u000001870w/XU6eX2YZtdejnAfGRls.mPHhJTPvhOp30R18ZV_Asw4" target="_blank">MSDS-3000000X</a> | various | Maxpar
CyTOF (Cytometry) | 3175017B | Anti-Human CD274/PD-L1 | 29E.2A3 | 175Lu | Human, African Green, Cynomolgus Macaque, Rhesus Macaque, Baboon | 100 Tests | <a href="https://fluidigm.my.salesforce.com/sfc/p/700000009DAw/a/4u0000019iUJ/ySRpeu84QVUm.rEXGqHF1Ert7eXz.w2.CPETz1Dxwik" target="_blank">PRD009-3175017B</a> | <a href="https://fluidigm.my.salesforce.com/sfc/p/700000009DAw/a/4u000001870w/XU6eX2YZtdejnAfGRls.mPHhJTPvhOp30R18ZV_Asw4" target="_blank">MSDS-3000000X</a> | various | Maxpar
CyTOF (Cytometry) | 3175017C | Anti-Human CD274/PD-L1 | 29E.2A3 | 175Lu | Human, African Green, Cynomolgus Macaque, Rhesus Macaque, Baboon | 25 Tests | <a href="https://fluidigm.my.salesforce.com/sfc/p/700000009DAw/a/4u0000019iUJ/ySRpeu84QVUm.rEXGqHF1Ert7eXz.w2.CPETz1Dxwik" target="_blank">PRD009-3175017B</a> | <a href="https://fluidigm.my.salesforce.com/sfc/p/700000009DAw/a/4u000001870w/XU6eX2YZtdejnAfGRls.mPHhJTPvhOp30R18ZV_Asw4" target="_blank">MSDS-3000000X</a> | various | Maxpar
CyTOF (Cytometry) | 3175023B | Anti-Human TNFα | Mab11 | 175Lu | Human, Cat, Chimpanzee, Baboon, Cynomolgus Macaque, Rhesus Macaque, Pigtailed Macaque, Sooty Mangabey, Pig | 100 Tests | <a href="https://fluidigm.my.salesforce.com/sfc/p/700000009DAw/a/4u0000019iU4/M_xq9Gm5ap89aPfpBYYxEwFmaJLn2UoP8pbqH4Cekls" target="_blank">PRD009-3175023B</a> | <a href="https://fluidigm.my.salesforce.com/sfc/p/700000009DAw/a/4u000001870w/XU6eX2YZtdejnAfGRls.mPHhJTPvhOp30R18ZV_Asw4" target="_blank">MSDS-3000000X</a> | various | Maxpar
CyTOF (Cytometry) | 3175023C | Anti-Human TNFα | Mab11 | 175Lu | Human, Cat, Chimpanzee, Baboon, Cynomolgus Macaque, Rhesus Macaque, Pigtailed Macaque, Sooty Mangabey, Pig | 25 Tests | <a href="https://fluidigm.my.salesforce.com/sfc/p/700000009DAw/a/4u0000019iU4/M_xq9Gm5ap89aPfpBYYxEwFmaJLn2UoP8pbqH4Cekls" target="_blank">PRD009-3175023B</a> | <a href="https://fluidigm.my.salesforce.com/sfc/p/700000009DAw/a/4u000001870w/XU6eX2YZtdejnAfGRls.mPHhJTPvhOp30R18ZV_Asw4" target="_blank">MSDS-3000000X</a> | various | Maxpar
CyTOF (Cytometry) | 3175024B | Anti-Human CD172a | SE5A5 | 175Lu | Human, African Green, Baboon, Cynomolgus, Rhesus | 100 Tests | <a href="https://fluidigm.my.salesforce.com/sfc/p/700000009DAw/a/4u0000019iTW/MBq32M_oEQIEeG6KYs8DExjHOTJvGM6OYOt.9BuPoLA" target="_blank">PRD009-3175024B</a> | <a href="https://fluidigm.my.salesforce.com/sfc/p/700000009DAw/a/4u000001870w/XU6eX2YZtdejnAfGRls.mPHhJTPvhOp30R18ZV_Asw4" target="_blank">MSDS-3000000X</a> | various | Maxpar
CyTOF (Cytometry) | 3175024C | Anti-Human CD172a | SE5A5 | 175Lu | Human, African Green, Baboon, Cynomolgus, Rhesus | 25 Tests | <a href="https://fluidigm.my.salesforce.com/sfc/p/700000009DAw/a/4u0000019iTW/MBq32M_oEQIEeG6KYs8DExjHOTJvGM6OYOt.9BuPoLA" target="_blank">PRD009-3175024B</a> | <a href="https://fluidigm.my.salesforce.com/sfc/p/700000009DAw/a/4u000001870w/XU6eX2YZtdejnAfGRls.mPHhJTPvhOp30R18ZV_Asw4" target="_blank">MSDS-3000000X</a> | various | Maxpar
CyTOF (Cytometry) | 3175025B | Anti-Human CD193/CCR3 | 5E8 | 175Lu | Human | 100 Tests | <a href="https://fluidigm.my.salesforce.com/sfc/p/700000009DAw/a/4u0000019iTv/VeWnjfy5ONYrXtzQtybJUZt71isanVqk9AFhzd8XRUY" target="_blank">PRD009-3175025B</a> | <a href="https://fluidigm.my.salesforce.com/sfc/p/700000009DAw/a/4u000001870w/XU6eX2YZtdejnAfGRls.mPHhJTPvhOp30R18ZV_Asw4" target="_blank">MSDS-3000000X</a> | various | Maxpar
CyTOF (Cytometry) | 3175025C | Anti-Human CD193/CCR3 | 5E8 | 175Lu | Human | 25 Tests | <a href="https://fluidigm.my.salesforce.com/sfc/p/700000009DAw/a/4u0000019iTv/VeWnjfy5ONYrXtzQtybJUZt71isanVqk9AFhzd8XRUY" target="_blank">PRD009-3175025B</a> | <a href="https://fluidigm.my.salesforce.com/sfc/p/700000009DAw/a/4u000001870w/XU6eX2YZtdejnAfGRls.mPHhJTPvhOp30R18ZV_Asw4" target="_blank">MSDS-3000000X</a> | various | Maxpar
CyTOF (Cytometry) | 3175026A | Anti-Pan-Actin | D18C11 | 175Lu | Rat, Mouse, Human, Monkey | 50 Tests | <a href="https://fluidigm.my.salesforce.com/sfc/p/700000009DAw/a/4u0000019iU9/aztgN7pOclhBFQliYQPvTKCGwtRQdLHgn4HEkAelLc8" target="_blank">PRD009-3175026A</a> | <a href="https://fluidigm.my.salesforce.com/sfc/p/700000009DAw/a/4u000001870w/XU6eX2YZtdejnAfGRls.mPHhJTPvhOp30R18ZV_Asw4" target="_blank">MSDS-3000000X</a> | various | Maxpar
CyTOF (Cytometry) | 3175026C | Anti-Pan-Actin | D18C11 | 175Lu | Rat, Mouse, Human, Monkey | 25 Tests | <a href="https://fluidigm.my.salesforce.com/sfc/p/700000009DAw/a/4u0000019iU9/aztgN7pOclhBFQliYQPvTKCGwtRQdLHgn4HEkAelLc8" target="_blank">PRD009-3175026B</a> | <a href="https://fluidigm.my.salesforce.com/sfc/p/700000009DAw/a/4u000001870w/XU6eX2YZtdejnAfGRls.mPHhJTPvhOp30R18ZV_Asw4" target="_blank">MSDS-3000000X</a> | various | Maxpar
CyTOF (Cytometry) | 3175027B | Anti-Human CD235ab | HIR2 (GA-R2) | 175Lu | Human, African Green, Baboon | 100 Tests | <a href="https://fluidigm.my.salesforce.com/sfc/p/700000009DAw/a/4u0000019iTd/ImiRDeMslW7cz.qVaCKwxzPGNkudYpWKHKhyap7EfyQ" target="_blank">PRD009-3175027B</a> | <a href="https://fluidigm.my.salesforce.com/sfc/p/700000009DAw/a/4u000001870w/XU6eX2YZtdejnAfGRls.mPHhJTPvhOp30R18ZV_Asw4" target="_blank">MSDS-3000000X</a> | various | Maxpar
CyTOF (Cytometry) | 3175027C | Anti-Human CD235ab | HIR2 (GA-R2) | 175Lu | Human, African Green, Baboon | 25 Tests | <a href="https://fluidigm.my.salesforce.com/sfc/p/700000009DAw/a/4u0000019iTd/ImiRDeMslW7cz.qVaCKwxzPGNkudYpWKHKhyap7EfyQ" target="_blank">PRD009-3175027B</a> | <a href="https://fluidigm.my.salesforce.com/sfc/p/700000009DAw/a/4u000001870w/XU6eX2YZtdejnAfGRls.mPHhJTPvhOp30R18ZV_Asw4" target="_blank">MSDS-3000000X</a> | various | Maxpar
CyTOF (Cytometry) | 3175033B | Anti-Human CD223/LAG-3 | 11C3C65 | 175Lu | Human | 100 Tests | <a href="https://fluidigm.my.salesforce.com/sfc/p/700000009DAw/a/4u0000019iTj/IzchBCyXDZpqimfLdfXrpA86Ys.9Ctw7sEbCCc40Xmg" target="_blank">PRD009-3175033B</a> | <a href="https://fluidigm.my.salesforce.com/sfc/p/700000009DAw/a/4u000001870w/XU6eX2YZtdejnAfGRls.mPHhJTPvhOp30R18ZV_Asw4" target="_blank">MSDS-3000000X</a> | various | Maxpar
CyTOF (Cytometry) | 3175033C | Anti-Human CD223/LAG-3 | 11C3C65 | 175Lu | Human | 25 Tests | <a href="https://fluidigm.my.salesforce.com/sfc/p/700000009DAw/a/4u0000019iTj/IzchBCyXDZpqimfLdfXrpA86Ys.9Ctw7sEbCCc40Xmg" target="_blank">PRD009-3175033B</a> | <a href="https://fluidigm.my.salesforce.com/sfc/p/700000009DAw/a/4u000001870w/XU6eX2YZtdejnAfGRls.mPHhJTPvhOp30R18ZV_Asw4" target="_blank">MSDS-3000000X</a> | various | Maxpar
CyTOF (Cytometry) | 3175035A | Anti-Human CD194/CCR4 | L291H4 | 175Lu | Human, Cynomolgus Macaque | 50 Tests | <a href="https://fluidigm.my.salesforce.com/sfc/p/700000009DAw/a/4u0000019iUE/8.jR5ebQiT8NH0UcYiqPrY3eqlmZGuH7pG.qb_453SI" target="_blank">PRD009-3175035A</a> | <a href="https://fluidigm.my.salesforce.com/sfc/p/700000009DAw/a/4u000001870w/XU6eX2YZtdejnAfGRls.mPHhJTPvhOp30R18ZV_Asw4" target="_blank">MSDS-3000000X</a> | various | Maxpar
CyTOF (Cytometry) | 3175035C | Anti-Human CD194/CCR4 | L291H4 | 175Lu | Human, Cynomolgus Macaque | 25 Tests | <a href="https://fluidigm.my.salesforce.com/sfc/p/700000009DAw/a/4u0000019iUE/8.jR5ebQiT8NH0UcYiqPrY3eqlmZGuH7pG.qb_453SI" target="_blank">PRD009-3175035B</a> | <a href="https://fluidigm.my.salesforce.com/sfc/p/700000009DAw/a/4u000001870w/XU6eX2YZtdejnAfGRls.mPHhJTPvhOp30R18ZV_Asw4" target="_blank">MSDS-3000000X</a> | various | Maxpar
CyTOF (Cytometry) | 3175039B | Anti-Human CD278/ICOS | C398.4A | 175Lu | Human, Rhesus Macaque, Rat, Mouse, Pig, African Green, Baboon, Cynomolgus Macaque | 100 Tests | <a href="https://fluidigm.my.salesforce.com/sfc/p/700000009DAw/a/4u000000MzWS/Q3QXBM.6B4dAvo7D1pPmNzZA5ktJXVLfAfi6cxf6z4A" target="_blank">PRD009-3175039B</a> | <a href="https://fluidigm.my.salesforce.com/sfc/p/700000009DAw/a/4u000001870w/XU6eX2YZtdejnAfGRls.mPHhJTPvhOp30R18ZV_Asw4" target="_blank">MSDS-3000000X</a> | various | Maxpar
CyTOF (Cytometry) | 3175039C | Anti-Human CD278/ICOS | C398.4A | 175Lu | Human, Rhesus Macaque, Rat, Mouse, Pig, African Green, Baboon, Cynomolgus Macaque | 25 Tests | <a href="https://fluidigm.my.salesforce.com/sfc/p/700000009DAw/a/4u000000MzWS/Q3QXBM.6B4dAvo7D1pPmNzZA5ktJXVLfAfi6cxf6z4A" target="_blank">PRD009-3175039B</a> | <a href="https://fluidigm.my.salesforce.com/sfc/p/700000009DAw/a/4u000001870w/XU6eX2YZtdejnAfGRls.mPHhJTPvhOp30R18ZV_Asw4" target="_blank">MSDS-3000000X</a> | various | Maxpar
CyTOF (Cytometry) | 3176002B | Anti-Human/Mouse CD45R/B220 | RA3-6B2 | 176Yb | Human, Mouse, Cat | 100 Tests | <a href="https://fluidigm.my.salesforce.com/sfc/p/700000009DAw/a/4u0000019iTN/eYDKGmN5F81J9iGVWpG9lwN8boBHSCq.Obgx8iWcKFg" target="_blank">PRD009-3176002B</a> | <a href="https://fluidigm.my.salesforce.com/sfc/p/700000009DAw/a/4u000001870w/XU6eX2YZtdejnAfGRls.mPHhJTPvhOp30R18ZV_Asw4" target="_blank">MSDS-3000000X</a> | various | Maxpar
CyTOF (Cytometry) | 3176002C | Anti-Human/Mouse CD45R/B220 | RA3-6B2 | 176Yb | Human, Mouse, Cat | 25 Tests | <a href="https://fluidigm.my.salesforce.com/sfc/p/700000009DAw/a/4u0000019iTN/eYDKGmN5F81J9iGVWpG9lwN8boBHSCq.Obgx8iWcKFg" target="_blank">PRD009-3176002B</a> | <a href="https://fluidigm.my.salesforce.com/sfc/p/700000009DAw/a/4u000001870w/XU6eX2YZtdejnAfGRls.mPHhJTPvhOp30R18ZV_Asw4" target="_blank">MSDS-3000000X</a> | various | Maxpar
CyTOF (Cytometry) | 3176004B | Anti-Human CD127/IL-7Rα | A019D5 | 176Yb | Human, African Green, Baboon, Cynomolgus Macaque, Rhesus Macaque | 100 Tests | <a href="https://fluidigm.my.salesforce.com/sfc/p/700000009DAw/a/4u0000019iT8/VbxoulLlxKP5Ex5GrjAPkhqMAzzG7Dq2E7bXKw6Dk4U" target="_blank">PRD009-3176004B</a> | <a href="https://fluidigm.my.salesforce.com/sfc/p/700000009DAw/a/4u000001870w/XU6eX2YZtdejnAfGRls.mPHhJTPvhOp30R18ZV_Asw4" target="_blank">MSDS-3000000X</a> | various | Maxpar
CyTOF (Cytometry) | 3176004C | Anti-Human CD127/IL-7Rα | A019D5 | 176Yb | Human, African Green, Baboon, Cynomolgus Macaque, Rhesus Macaque | 25 Tests | <a href="https://fluidigm.my.salesforce.com/sfc/p/700000009DAw/a/4u0000019iT8/VbxoulLlxKP5Ex5GrjAPkhqMAzzG7Dq2E7bXKw6Dk4U" target="_blank">PRD009-3176004B</a> | <a href="https://fluidigm.my.salesforce.com/sfc/p/700000009DAw/a/4u000001870w/XU6eX2YZtdejnAfGRls.mPHhJTPvhOp30R18ZV_Asw4" target="_blank">MSDS-3000000X</a> | various | Maxpar
CyTOF (Cytometry) | 3176005A | Anti-pCREB [S133] | 87G3 | 176Yb | Human, Rat, Mouse | 50 Tests | <a href="https://fluidigm.my.salesforce.com/sfc/p/700000009DAw/a/4u0000019iTf/vima5AdMAoqmF.BWfr9yo1vAB0SRYR.e1Gcda4yzJkE" target="_blank">PRD009-3176005A</a> | <a href="https://fluidigm.my.salesforce.com/sfc/p/700000009DAw/a/4u000001870w/XU6eX2YZtdejnAfGRls.mPHhJTPvhOp30R18ZV_Asw4" target="_blank">MSDS-3000000X</a> | various | Maxpar
CyTOF (Cytometry) | 3176005C | Anti-pCREB [S133] | 87G3 | 176Yb | Human, Rat, Mouse | 25 Tests | <a href="https://fluidigm.my.salesforce.com/sfc/p/700000009DAw/a/4u0000019iTf/vima5AdMAoqmF.BWfr9yo1vAB0SRYR.e1Gcda4yzJkE" target="_blank">PRD009-3176005B</a> | <a href="https://fluidigm.my.salesforce.com/sfc/p/700000009DAw/a/4u000001870w/XU6eX2YZtdejnAfGRls.mPHhJTPvhOp30R18ZV_Asw4" target="_blank">MSDS-3000000X</a> | various | Maxpar
CyTOF (Cytometry) | 3176006B | Anti-Mouse FceR1a | MAR-1 | 176Yb | Mouse | 100 Tests | <a href="https://fluidigm.my.salesforce.com/sfc/p/700000009DAw/a/4u0000019iT9/tWdqdSrN439H1eLJqwJWaIKscsv9CNR7i7q.CYfVtWU" target="_blank">PRD009-3176006B</a> | <a href="https://fluidigm.my.salesforce.com/sfc/p/700000009DAw/a/4u000001870w/XU6eX2YZtdejnAfGRls.mPHhJTPvhOp30R18ZV_Asw4" target="_blank">MSDS-3000000X</a> | various | Maxpar
CyTOF (Cytometry) | 3176006C | Anti-Mouse FceR1a | MAR-1 | 176Yb | Mouse | 25 Tests | <a href="https://fluidigm.my.salesforce.com/sfc/p/700000009DAw/a/4u0000019iT9/tWdqdSrN439H1eLJqwJWaIKscsv9CNR7i7q.CYfVtWU" target="_blank">PRD009-3176006B</a> | <a href="https://fluidigm.my.salesforce.com/sfc/p/700000009DAw/a/4u000001870w/XU6eX2YZtdejnAfGRls.mPHhJTPvhOp30R18ZV_Asw4" target="_blank">MSDS-3000000X</a> | various | Maxpar
CyTOF (Cytometry) | 3176007B | Anti-APC | APC003 | 176Yb | All | 100 Tests | <a href="https://fluidigm.my.salesforce.com/sfc/p/700000009DAw/a/4u0000019iTb/E0ZXsegZiqnpc7tfb9yxtfNaSG2mU7JHmMpD6RTLgO0" target="_blank">PRD009-3176007B</a> | <a href="https://fluidigm.my.salesforce.com/sfc/p/700000009DAw/a/4u000001870w/XU6eX2YZtdejnAfGRls.mPHhJTPvhOp30R18ZV_Asw4" target="_blank">MSDS-3000000X</a> | various | Maxpar
CyTOF (Cytometry) | 3176007C | Anti-APC | APC003 | 176Yb | All | 25 Tests | <a href="https://fluidigm.my.salesforce.com/sfc/p/700000009DAw/a/4u0000019iTb/E0ZXsegZiqnpc7tfb9yxtfNaSG2mU7JHmMpD6RTLgO0" target="_blank">PRD009-3176007B</a> | <a href="https://fluidigm.my.salesforce.com/sfc/p/700000009DAw/a/4u000001870w/XU6eX2YZtdejnAfGRls.mPHhJTPvhOp30R18ZV_Asw4" target="_blank">MSDS-3000000X</a> | various | Maxpar
CyTOF (Cytometry) | 3176008B | Anti-Human CD56 | NCAM16.2 | 176Yb | Human | 100 Tests | <a href="https://fluidigm.my.salesforce.com/sfc/p/700000009DAw/a/4u0000019iTR/aEAranAJr7egsDcJk2dZNFYy6ddMlyO5g5vfPKpXz1w" target="_blank">PRD009-3176008B</a> | <a href="https://fluidigm.my.salesforce.com/sfc/p/700000009DAw/a/4u000001870w/XU6eX2YZtdejnAfGRls.mPHhJTPvhOp30R18ZV_Asw4" target="_blank">MSDS-3000000X</a> | various | Maxpar
CyTOF (Cytometry) | 3176008C | Anti-Human CD56 | NCAM16.2 | 176Yb | Human | 25 Tests | <a href="https://fluidigm.my.salesforce.com/sfc/p/700000009DAw/a/4u0000019iTR/aEAranAJr7egsDcJk2dZNFYy6ddMlyO5g5vfPKpXz1w" target="_blank">PRD009-3176008B</a> | <a href="https://fluidigm.my.salesforce.com/sfc/p/700000009DAw/a/4u000001870w/XU6eX2YZtdejnAfGRls.mPHhJTPvhOp30R18ZV_Asw4" target="_blank">MSDS-3000000X</a> | various | Maxpar
CyTOF (Cytometry) | 3176010B | Anti-Human CD4 | RPA-T4 | 176Yb | Human, Chimpanzee | 100 Tests | <a href="https://fluidigm.my.salesforce.com/sfc/p/700000009DAw/a/4u0000019iTc/.GoqPr52eGNo7Y8_.2cY9irQkAy7oht1VnVL47CR_Xs" target="_blank">PRD009-3176010B</a> | <a href="https://fluidigm.my.salesforce.com/sfc/p/700000009DAw/a/4u000001870w/XU6eX2YZtdejnAfGRls.mPHhJTPvhOp30R18ZV_Asw4" target="_blank">MSDS-3000000X</a> | various | Maxpar
CyTOF (Cytometry) | 3176010C | Anti-Human CD4 | RPA-T4 | 176Yb | Human, Chimpanzee | 25 Tests | <a href="https://fluidigm.my.salesforce.com/sfc/p/700000009DAw/a/4u0000019iTc/.GoqPr52eGNo7Y8_.2cY9irQkAy7oht1VnVL47CR_Xs" target="_blank">PRD009-3176010B</a> | <a href="https://fluidigm.my.salesforce.com/sfc/p/700000009DAw/a/4u000001870w/XU6eX2YZtdejnAfGRls.mPHhJTPvhOp30R18ZV_Asw4" target="_blank">MSDS-3000000X</a> | various | Maxpar
CyTOF (Cytometry) | 3176012B | Anti-Human c-Myc | 9E10 | 176Yb | Endogenous Human c-Myc; fusion protein with c-Myc tag (EQKLISEEDL, around 1.2kD) in all species | 100 Tests | <a href="https://fluidigm.my.salesforce.com/sfc/p/700000009DAw/a/4u0000019iTl/K5iF.gCBQARIwm8UF9tExekm9z._WXhkjJZtFw6NHW0" target="_blank">PRD009-3176012B</a> | <a href="https://fluidigm.my.salesforce.com/sfc/p/700000009DAw/a/4u000001870w/XU6eX2YZtdejnAfGRls.mPHhJTPvhOp30R18ZV_Asw4" target="_blank">MSDS-3000000X</a> | various | Maxpar
CyTOF (Cytometry) | 3176012C | Anti-Human c-Myc | 9E10 | 176Yb | Endogenous Human c-Myc; fusion protein with c-Myc tag (EQKLISEEDL, around 1.2kD) in all species | 25 Tests | <a href="https://fluidigm.my.salesforce.com/sfc/p/700000009DAw/a/4u0000019iTl/K5iF.gCBQARIwm8UF9tExekm9z._WXhkjJZtFw6NHW0" target="_blank">PRD009-3176012B</a> | <a href="https://fluidigm.my.salesforce.com/sfc/p/700000009DAw/a/4u000001870w/XU6eX2YZtdejnAfGRls.mPHhJTPvhOp30R18ZV_Asw4" target="_blank">MSDS-3000000X</a> | various | Maxpar
CyTOF (Cytometry) | 3176013B | Anti-Human CD56 | R19-760 | 176Yb | Human | 100 Tests | <a href="https://fluidigm.my.salesforce.com/sfc/p/700000009DAw/a/4u0000019iTg/eXnItTIZ36_uTDsd64vTlWnJE2Bum2iYrQsdlxGSLw0" target="_blank">PRD009-3176013B</a> | <a href="https://fluidigm.my.salesforce.com/sfc/p/700000009DAw/a/4u000001870w/XU6eX2YZtdejnAfGRls.mPHhJTPvhOp30R18ZV_Asw4" target="_blank">MSDS-3000000X</a> | various | Maxpar
CyTOF (Cytometry) | 3176013C | Anti-Human CD56 | R19-760 | 176Yb | Human | 25 Tests | <a href="https://fluidigm.my.salesforce.com/sfc/p/700000009DAw/a/4u0000019iTg/eXnItTIZ36_uTDsd64vTlWnJE2Bum2iYrQsdlxGSLw0" target="_blank">PRD009-3176013B</a> | <a href="https://fluidigm.my.salesforce.com/sfc/p/700000009DAw/a/4u000001870w/XU6eX2YZtdejnAfGRls.mPHhJTPvhOp30R18ZV_Asw4" target="_blank">MSDS-3000000X</a> | various | Maxpar
CyTOF (Cytometry) | 3176014B | Anti-Mouse CD278/ICOS | 7E.17G9 | 176Yb | Mouse | 100 Tests | <a href="https://fluidigm.my.salesforce.com/sfc/p/700000009DAw/a/4u0000019iTp/Wx6jc0XJe87e3laf0gb96SNRLoYkcg1ecu7rf4IyYuY" target="_blank">PRD009-3176014B</a> | <a href="https://fluidigm.my.salesforce.com/sfc/p/700000009DAw/a/4u000001870w/XU6eX2YZtdejnAfGRls.mPHhJTPvhOp30R18ZV_Asw4" target="_blank">MSDS-3000000X</a> | various | Maxpar
CyTOF (Cytometry) | 3176014C | Anti-Mouse CD278/ICOS | 7E.17G9 | 176Yb | Mouse | 25 Tests | <a href="https://fluidigm.my.salesforce.com/sfc/p/700000009DAw/a/4u0000019iTp/Wx6jc0XJe87e3laf0gb96SNRLoYkcg1ecu7rf4IyYuY" target="_blank">PRD009-3176014B</a> | <a href="https://fluidigm.my.salesforce.com/sfc/p/700000009DAw/a/4u000001870w/XU6eX2YZtdejnAfGRls.mPHhJTPvhOp30R18ZV_Asw4" target="_blank">MSDS-3000000X</a> | various | Maxpar
CyTOF (Cytometry) | 3176015B | Anti-Human TCRα/β | IP26 | 176Yb | Human | 100 Tests | <a href="https://fluidigm.my.salesforce.com/sfc/p/700000009DAw/a/4u0000019iTu/QbOqAr6Lb2aLNvokb2fHc6GQonGNIgPsUXbc1bIPPug" target="_blank">PRD009-3176015B</a> | <a href="https://fluidigm.my.salesforce.com/sfc/p/700000009DAw/a/4u000001870w/XU6eX2YZtdejnAfGRls.mPHhJTPvhOp30R18ZV_Asw4" target="_blank">MSDS-3000000X</a> | various | Maxpar
CyTOF (Cytometry) | 3176015C | Anti-Human TCRα/β | IP26 | 176Yb | Human | 25 Tests | <a href="https://fluidigm.my.salesforce.com/sfc/p/700000009DAw/a/4u0000019iTu/QbOqAr6Lb2aLNvokb2fHc6GQonGNIgPsUXbc1bIPPug" target="_blank">PRD009-3176015B</a> | <a href="https://fluidigm.my.salesforce.com/sfc/p/700000009DAw/a/4u000001870w/XU6eX2YZtdejnAfGRls.mPHhJTPvhOp30R18ZV_Asw4" target="_blank">MSDS-3000000X</a> | various | Maxpar
CyTOF (Cytometry) | 3176016A | Anti-Histone 3 | D1H2 | 176Yb | Rat, Mouse, Human, Bovine, Hamster, Monkey | 50 Tests | <a href="https://fluidigm.my.salesforce.com/sfc/p/700000009DAw/a/4u0000019iTh/W89JNXbTHbKHQtUlEMfgNMWrFw_hiLpBc32k2txo9pI" target="_blank">PRD009-3176016A</a> | <a href="https://fluidigm.my.salesforce.com/sfc/p/700000009DAw/a/4u000001870w/XU6eX2YZtdejnAfGRls.mPHhJTPvhOp30R18ZV_Asw4" target="_blank">MSDS-3000000X</a> | various | Maxpar
CyTOF (Cytometry) | 3176016C | Anti-Histone 3 | D1H2 | 176Yb | Rat, Mouse, Human, Bovine, Hamster, Monkey | 25 Tests | <a href="https://fluidigm.my.salesforce.com/sfc/p/700000009DAw/a/4u0000019iTh/W89JNXbTHbKHQtUlEMfgNMWrFw_hiLpBc32k2txo9pI" target="_blank">PRD009-3176016B</a> | <a href="https://fluidigm.my.salesforce.com/sfc/p/700000009DAw/a/4u000001870w/XU6eX2YZtdejnAfGRls.mPHhJTPvhOp30R18ZV_Asw4" target="_blank">MSDS-3000000X</a> | various | Maxpar
CyTOF (Cytometry) | 3176017B | Anti-Human CD58 | TS2/9 | 176Yb | Human, African Green, Baboon, Cynomolgus, Rhesus | 100 Tests | <a href="https://fluidigm.my.salesforce.com/sfc/p/700000009DAw/a/4u0000019iTi/1.v2GJuSi5Fk68bbrTsx68YPdaOAdq2Of6snB1Y7wtc" target="_blank">PRD009-3176017B</a> | <a href="https://fluidigm.my.salesforce.com/sfc/p/700000009DAw/a/4u000001870w/XU6eX2YZtdejnAfGRls.mPHhJTPvhOp30R18ZV_Asw4" target="_blank">MSDS-3000000X</a> | various | Maxpar
CyTOF (Cytometry) | 3176017C | Anti-Human CD58 | TS2/9 | 176Yb | Human, African Green, Baboon, Cynomolgus, Rhesus | 25 Tests | <a href="https://fluidigm.my.salesforce.com/sfc/p/700000009DAw/a/4u0000019iTi/1.v2GJuSi5Fk68bbrTsx68YPdaOAdq2Of6snB1Y7wtc" target="_blank">PRD009-3176017B</a> | <a href="https://fluidigm.my.salesforce.com/sfc/p/700000009DAw/a/4u000001870w/XU6eX2YZtdejnAfGRls.mPHhJTPvhOp30R18ZV_Asw4" target="_blank">MSDS-3000000X</a> | various | Maxpar
CyTOF (Cytometry) | 3176018B | Anti-Human/Mouse CLA | HECA-452 | 176Yb | Human, Mouse | 100 Tests | <a href="https://fluidigm.my.salesforce.com/sfc/p/700000009DAw/a/4u0000019iTz/zhkc8wA0PPRep00MRmRI29G2oI2cuJEFRuno92p7Wmw" target="_blank">PRD009-3176018B</a> | <a href="https://fluidigm.my.salesforce.com/sfc/p/700000009DAw/a/4u000001870w/XU6eX2YZtdejnAfGRls.mPHhJTPvhOp30R18ZV_Asw4" target="_blank">MSDS-3000000X</a> | various | Maxpar
CyTOF (Cytometry) | 3176018C | Anti-Human/Mouse CLA | HECA- 452 | 176Yb | Human, Mouse | 25 Tests | <a href="https://fluidigm.my.salesforce.com/sfc/p/700000009DAw/a/4u0000019iTz/zhkc8wA0PPRep00MRmRI29G2oI2cuJEFRuno92p7Wmw" target="_blank">PRD009-3176018B</a> | <a href="https://fluidigm.my.salesforce.com/sfc/p/700000009DAw/a/4u000001870w/XU6eX2YZtdejnAfGRls.mPHhJTPvhOp30R18ZV_Asw4" target="_blank">MSDS-3000000X</a> | various | Maxpar
CyTOF (Cytometry) | 3176021B | Anti-Human CD282/TLR2 | TL2.1 | 176Yb | Human | 100 Tests | <a href="https://fluidigm.my.salesforce.com/sfc/p/700000009DAw/a/4u0000019iTa/SQUswIYYRc4use5VQoRUI8MUJtiVZ_C.5DuZq.rxdQg" target="_blank">PRD009-3176021B</a> | <a href="https://fluidigm.my.salesforce.com/sfc/p/700000009DAw/a/4u000001870w/XU6eX2YZtdejnAfGRls.mPHhJTPvhOp30R18ZV_Asw4" target="_blank">MSDS-3000000X</a> | various | Maxpar
CyTOF (Cytometry) | 3176021C | Anti-Human CD282/TLR2 | TL2.1 | 176Yb | Human | 25 Tests | <a href="https://fluidigm.my.salesforce.com/sfc/p/700000009DAw/a/4u0000019iTa/SQUswIYYRc4use5VQoRUI8MUJtiVZ_C.5DuZq.rxdQg" target="_blank">PRD009-3176021B</a> | <a href="https://fluidigm.my.salesforce.com/sfc/p/700000009DAw/a/4u000001870w/XU6eX2YZtdejnAfGRls.mPHhJTPvhOp30R18ZV_Asw4" target="_blank">MSDS-3000000X</a> | various | Maxpar
CyTOF (Cytometry) | 3176022A | Anti-Human CD196/CCR6 | G034E3 | 176Yb | Human, African Green, Baboon, Cynomolgus Macaque, Rhesus Macaque | 50 Tests | <a href="https://fluidigm.my.salesforce.com/sfc/p/700000009DAw/a/4u0000019iT3/DkU_VfzNI5KGUuwgsE2ZrIdaynk9LyatmK6j8XJSIX8" target="_blank">PRD009-3176022A</a> | <a href="https://fluidigm.my.salesforce.com/sfc/p/700000009DAw/a/4u000001870w/XU6eX2YZtdejnAfGRls.mPHhJTPvhOp30R18ZV_Asw4" target="_blank">MSDS-3000000X</a> | various | Maxpar
CyTOF (Cytometry) | 3176022C | Anti-Human CD196/CCR6 | G034E3 | 176Yb | Human, African Green, Baboon, Cynomolgus Macaque, Rhesus Macaque | 25 Tests | <a href="https://fluidigm.my.salesforce.com/sfc/p/700000009DAw/a/4u0000019iT3/DkU_VfzNI5KGUuwgsE2ZrIdaynk9LyatmK6j8XJSIX8" target="_blank">PRD009-3176022B</a> | <a href="https://fluidigm.my.salesforce.com/sfc/p/700000009DAw/a/4u000001870w/XU6eX2YZtdejnAfGRls.mPHhJTPvhOp30R18ZV_Asw4" target="_blank">MSDS-3000000X</a> | various | Maxpar
CyTOF (Cytometry) | 3176027B | Anti-Human HLA-DR | L243 | 176Yb | Human, Cynomolgus Macaque, Rhesus Macaque, African Green, Baboon, Chimpanzee, Dog, Common Marmoset, Squirrel Monkey, Cotton-Topped Tamarin | 100 Tests | <a href="https://fluidigm.my.salesforce.com/sfc/p/700000009DAw/a/4u000000qQSR/5EhNpZkCgzQcAMAAXVNgtRTMRsZjBMe.OLbZlbg_VnQ" target="_blank">PRD009-3176027B</a> | <a href="https://fluidigm.my.salesforce.com/sfc/p/700000009DAw/a/4u000001870w/XU6eX2YZtdejnAfGRls.mPHhJTPvhOp30R18ZV_Asw4" target="_blank">MSDS-3000000X</a> | various | Maxpar
CyTOF (Cytometry) | 3176027C | Anti-Human HLA-DR | L243 | 176Yb | Human, Cynomolgus Macaque, Rhesus Macaque, African Green, Baboon, Chimpanzee, Dog, Common Marmoset, Squirrel Monkey, Cotton-Topped Tamarin | 25 Tests | <a href="https://fluidigm.my.salesforce.com/sfc/p/700000009DAw/a/4u000000qQSR/5EhNpZkCgzQcAMAAXVNgtRTMRsZjBMe.OLbZlbg_VnQ" target="_blank">PRD009-3176027B</a> | <a href="https://fluidigm.my.salesforce.com/sfc/p/700000009DAw/a/4u000001870w/XU6eX2YZtdejnAfGRls.mPHhJTPvhOp30R18ZV_Asw4" target="_blank">MSDS-3000000X</a> | various | Maxpar
CyTOF (Cytometry) | 3194001B | Anti-Human CD45 | HI30 | 194Pt | Human, Chimpanzee | 100 Tests | <a href="https://fluidigm.my.salesforce.com/sfc/p/700000009DAw/a/4u000000MvhC/Vl21yjUOEJmD3DT7cM5jGOspBDTfJIsXwQ23WTEkE.s" target="_blank">PRD009-3194001B</a> | <a href="https://fluidigm.my.salesforce.com/sfc/p/700000009DAw/a/4u00000183A1/VV57NGLT2fFnqRBmGSU_xnDalw_7V.qhp3Kt.1MjEdY" target="_blank">SDS-00025</a> | various | Maxpar
CyTOF (Cytometry) | 3194001C | Anti-Human CD45 | HI30 | 194Pt | Human, Chimpanzee | 25 Tests | <a href="https://fluidigm.my.salesforce.com/sfc/p/700000009DAw/a/4u000000MvhC/Vl21yjUOEJmD3DT7cM5jGOspBDTfJIsXwQ23WTEkE.s" target="_blank">PRD009-3194001B</a> | <a href="https://fluidigm.my.salesforce.com/sfc/p/700000009DAw/a/4u00000183A1/VV57NGLT2fFnqRBmGSU_xnDalw_7V.qhp3Kt.1MjEdY" target="_blank">SDS-00025</a> | various | Maxpar
CyTOF (Cytometry) | 3195001B | Anti-Human CD45 | HI30 | 195Pt | Human, Chimpanzee | 100 Tests | <a href="https://fluidigm.my.salesforce.com/sfc/p/700000009DAw/a/4u000000Mvh7/jdXNHw_Qkez4SxE7vV037A.9gZseOKxRM4OITDd1YzY" target="_blank">PRD009-3195001B</a> | <a href="https://fluidigm.my.salesforce.com/sfc/p/700000009DAw/a/4u00000183A1/VV57NGLT2fFnqRBmGSU_xnDalw_7V.qhp3Kt.1MjEdY" target="_blank">SDS-00025</a> | various | Maxpar
CyTOF (Cytometry) | 3195001C | Anti-Human CD45 | HI30 | 195Pt | Human, Chimpanzee | 25 Tests | <a href="https://fluidigm.my.salesforce.com/sfc/p/700000009DAw/a/4u000000Mvh7/jdXNHw_Qkez4SxE7vV037A.9gZseOKxRM4OITDd1YzY" target="_blank">PRD009-3195001B</a> | <a href="https://fluidigm.my.salesforce.com/sfc/p/700000009DAw/a/4u00000183A1/VV57NGLT2fFnqRBmGSU_xnDalw_7V.qhp3Kt.1MjEdY" target="_blank">SDS-00025</a> | various | Maxpar
CyTOF (Cytometry) | 3196001B | Anti-Human CD45 | HI30 | 196Pt | Human, Chimpanzee | 100 Tests | <a href="https://fluidigm.my.salesforce.com/sfc/p/700000009DAw/a/4u000000Mvh8/TKsKvICgC1_hasltDtThTzLLyf5sufxTAJQJY5sCo6U" target="_blank">PRD009-3196001B</a> | <a href="https://fluidigm.my.salesforce.com/sfc/p/700000009DAw/a/4u00000183A1/VV57NGLT2fFnqRBmGSU_xnDalw_7V.qhp3Kt.1MjEdY" target="_blank">SDS-00025</a> | various | Maxpar
CyTOF (Cytometry) | 3196001C | Anti-Human CD45 | HI30 | 196Pt | Human, Chimpanzee | 25 Tests | <a href="https://fluidigm.my.salesforce.com/sfc/p/700000009DAw/a/4u000000Mvh8/TKsKvICgC1_hasltDtThTzLLyf5sufxTAJQJY5sCo6U" target="_blank">PRD009-3196001B</a> | <a href="https://fluidigm.my.salesforce.com/sfc/p/700000009DAw/a/4u00000183A1/VV57NGLT2fFnqRBmGSU_xnDalw_7V.qhp3Kt.1MjEdY" target="_blank">SDS-00025</a> | various | Maxpar
CyTOF (Cytometry) | 3196002B | Anti-Human Perforin | B-D48 | 196Pt | Human | 100 Tests | <a href="https://fluidigm.my.salesforce.com/sfc/p/700000009DAw/a/4u000001A1yU/4qX2xXGLusZlVwYuepruawJGJEmSsCZ5j7liY6j74pg" target="_blank">PRD009-3196002B</a> | <a href="https://fluidigm.my.salesforce.com/sfc/p/700000009DAw/a/4u00000183A1/VV57NGLT2fFnqRBmGSU_xnDalw_7V.qhp3Kt.1MjEdY" target="_blank">SDS-00025</a> | various | Maxpar
CyTOF (Cytometry) | 3196002C | Anti-Human Perforin | B-D48 | 196Pt | Human | 25 Tests | <a href="https://fluidigm.my.salesforce.com/sfc/p/700000009DAw/a/4u000001A1yU/4qX2xXGLusZlVwYuepruawJGJEmSsCZ5j7liY6j74pg" target="_blank">PRD009-3196002B</a> | <a href="https://fluidigm.my.salesforce.com/sfc/p/700000009DAw/a/4u00000183A1/VV57NGLT2fFnqRBmGSU_xnDalw_7V.qhp3Kt.1MjEdY" target="_blank">SDS-00025</a> | various | Maxpar
CyTOF (Cytometry) | 3198001B | Anti-Human CD45 | HI30 | 198Pt | Human, Chimpanzee | 100 Tests | <a href="https://fluidigm.my.salesforce.com/sfc/p/700000009DAw/a/4u000000Mvgo/EmaXRzezeGgB7Cr0sVVMGqr60b0511CO2.QvsgptHJM" target="_blank">PRD009-3198001B</a> | <a href="https://fluidigm.my.salesforce.com/sfc/p/700000009DAw/a/4u00000183A1/VV57NGLT2fFnqRBmGSU_xnDalw_7V.qhp3Kt.1MjEdY" target="_blank">SDS-00025</a> | various | Maxpar
CyTOF (Cytometry) | 3198001C | Anti-Human CD45 | HI30 | 198Pt | Human, Chimpanzee | 25 Tests | <a href="https://fluidigm.my.salesforce.com/sfc/p/700000009DAw/a/4u000000Mvgo/EmaXRzezeGgB7Cr0sVVMGqr60b0511CO2.QvsgptHJM" target="_blank">PRD009-3198001B</a> | <a href="https://fluidigm.my.salesforce.com/sfc/p/700000009DAw/a/4u00000183A1/VV57NGLT2fFnqRBmGSU_xnDalw_7V.qhp3Kt.1MjEdY" target="_blank">SDS-00025</a> | various | Maxpar
CyTOF (Cytometry) | 3198002B | Anti-Human/Mouse Granzyme B | GB11 | 198Pt | Human, Mouse, Rhesus Macaque | 100 Tests | <a href="https://fluidigm.my.salesforce.com/sfc/p/700000009DAw/a/4u000001A23i/hV1gKPd9nqVKyelALkCelairvTXZSk1wRKdS7jowWxg" target="_blank">PRD009-3198002B</a> | <a href="https://fluidigm.my.salesforce.com/sfc/p/700000009DAw/a/4u00000183A1/VV57NGLT2fFnqRBmGSU_xnDalw_7V.qhp3Kt.1MjEdY" target="_blank">SDS-00025</a> | various | Maxpar
CyTOF (Cytometry) | 3198002C | Anti-Human/Mouse Granzyme B | GB11 | 198Pt | Human, Mouse, Rhesus Macaque | 25 Tests | <a href="https://fluidigm.my.salesforce.com/sfc/p/700000009DAw/a/4u000001A23i/hV1gKPd9nqVKyelALkCelairvTXZSk1wRKdS7jowWxg" target="_blank">PRD009-3198002B</a> | <a href="https://fluidigm.my.salesforce.com/sfc/p/700000009DAw/a/4u00000183A1/VV57NGLT2fFnqRBmGSU_xnDalw_7V.qhp3Kt.1MjEdY" target="_blank">SDS-00025</a> | various | Maxpar
CyTOF (Cytometry) | 3209001B | Anti-Human CD61 | VI-PL2 | 209Bi | Human, African Green, Baboon, Cynomolgus, Rhesus | 100 Tests | <a href="https://fluidigm.my.salesforce.com/sfc/p/700000009DAw/a/4u0000019iTM/IexFlgO.fJz8pJvEVysm7sa8n4cFJwY8lZDBk5YH4t0" target="_blank">PRD009-3209001B</a> | <a href="https://fluidigm.my.salesforce.com/sfc/p/700000009DAw/a/4u000001871G/1XaEqEvHrGO1umq7nQFjhaeFZWVqJSiyN8iKQRnL0h0" target="_blank">SDS-00066</a> | various | Maxpar
CyTOF (Cytometry) | 3209001C | Anti-Human CD61 | VI-PL2 | 209Bi | Human, African Green, Baboon, Cynomolgus, Rhesus | 25 Tests | <a href="https://fluidigm.my.salesforce.com/sfc/p/700000009DAw/a/4u0000019iTM/IexFlgO.fJz8pJvEVysm7sa8n4cFJwY8lZDBk5YH4t0" target="_blank">PRD009-3209001B</a> | <a href="https://fluidigm.my.salesforce.com/sfc/p/700000009DAw/a/4u000001871G/1XaEqEvHrGO1umq7nQFjhaeFZWVqJSiyN8iKQRnL0h0" target="_blank">SDS-00066</a> | various | Maxpar
CyTOF (Cytometry) | 3209002B | Anti-Human CD16 | 3G8 | 209Bi | Human, Cynomolgus Macaque, Rhesus Macaque, African Green, Baboon, Capuchin Monkey, Chimpanzee, Common Marmoset, Pigtailed Macaque, Sooty Mangabey, Squirrel Monkey | 100 Tests | <a href="https://fluidigm.my.salesforce.com/sfc/p/700000009DAw/a/4u0000019iTV/daCW1CWIhG19TsgMrS4nT6QKtg8VV6Ls._G5TNLGW18" target="_blank">PRD009-3209002B</a> | <a href="https://fluidigm.my.salesforce.com/sfc/p/700000009DAw/a/4u000001871G/1XaEqEvHrGO1umq7nQFjhaeFZWVqJSiyN8iKQRnL0h0" target="_blank">SDS-00066</a> | various | Maxpar
CyTOF (Cytometry) | 3209002C | Anti-Human CD16 | 3G8 | 209Bi | Human, Cynomolgus Macaque, Rhesus Macaque, African Green, Baboon, Capuchin Monkey, Chimpanzee, Common Marmoset, Pigtailed Macaque, Sooty Mangabey, Squirrel Monkey | 25 Tests | <a href="https://fluidigm.my.salesforce.com/sfc/p/700000009DAw/a/4u0000019iTV/daCW1CWIhG19TsgMrS4nT6QKtg8VV6Ls._G5TNLGW18" target="_blank">PRD009-3209002B</a> | <a href="https://fluidigm.my.salesforce.com/sfc/p/700000009DAw/a/4u000001871G/1XaEqEvHrGO1umq7nQFjhaeFZWVqJSiyN8iKQRnL0h0" target="_blank">SDS-00066</a> | various | Maxpar
CyTOF (Cytometry) | 3209003B | Anti-Human CD11b/Mac-1 | ICRF44 | 209Bi | Human, African Green Monkey, Baboon, Chimpanzee, Common Marmoset, Cynomolgus Macaque, Rhesus Macaque, Pig | 100 Tests | <a href="https://fluidigm.my.salesforce.com/sfc/p/700000009DAw/a/4u0000019iT7/0pP9qmZq3CAqFPUaxTZHqpAHfZnapSYNZa6D_l4wbS4" target="_blank">PRD009-3209003B</a> | <a href="https://fluidigm.my.salesforce.com/sfc/p/700000009DAw/a/4u000001871G/1XaEqEvHrGO1umq7nQFjhaeFZWVqJSiyN8iKQRnL0h0" target="_blank">SDS-00066</a> | various | Maxpar
CyTOF (Cytometry) | 3209003C | Anti-Human CD11b/Mac-1 | ICRF44 | 209Bi | Human, African Green Monkey, Baboon, Chimpanzee, Common Marmoset, Cynomolgus Macaque, Rhesus Macaque, Pig | 25 Tests | <a href="https://fluidigm.my.salesforce.com/sfc/p/700000009DAw/a/4u0000019iT7/0pP9qmZq3CAqFPUaxTZHqpAHfZnapSYNZa6D_l4wbS4" target="_blank">PRD009-3209003B</a> | <a href="https://fluidigm.my.salesforce.com/sfc/p/700000009DAw/a/4u000001871G/1XaEqEvHrGO1umq7nQFjhaeFZWVqJSiyN8iKQRnL0h0" target="_blank">SDS-00066</a> | various | Maxpar
CyTOF (Cytometry) | 3209004B | Anti-Human CD47 | CC2C6 | 209Bi | Human, African Green, Baboon, Cynomolgus, Rhesus | 100 Tests | <a href="https://fluidigm.my.salesforce.com/sfc/p/700000009DAw/a/4u0000019iTQ/95Sa06DdNgIf4BIqlhETs56W0riM4DT3Wo8aErc4fh4" target="_blank">PRD009-3209004B</a> | <a href="https://fluidigm.my.salesforce.com/sfc/p/700000009DAw/a/4u000001871G/1XaEqEvHrGO1umq7nQFjhaeFZWVqJSiyN8iKQRnL0h0" target="_blank">SDS-00066</a> | various | Maxpar
CyTOF (Cytometry) | 3209004C | Anti-Human CD47 | CC2C6 | 209Bi | Human, African Green, Baboon, Cynomolgus, Rhesus | 25 Tests | <a href="https://fluidigm.my.salesforce.com/sfc/p/700000009DAw/a/4u0000019iTQ/95Sa06DdNgIf4BIqlhETs56W0riM4DT3Wo8aErc4fh4" target="_blank">PRD009-3209004B</a> | <a href="https://fluidigm.my.salesforce.com/sfc/p/700000009DAw/a/4u000001871G/1XaEqEvHrGO1umq7nQFjhaeFZWVqJSiyN8iKQRnL0h0" target="_blank">SDS-00066</a> | various | Maxpar
CyTOF (Cytometry) | 3209005B | Anti-Mouse CD11c | N418 | 209Bi | Mouse | 100 Tests | <a href="https://fluidigm.my.salesforce.com/sfc/p/700000009DAw/a/4u0000019iSO/2yOzb8JEwmP43OSGYjsfofSf.SNs739mvA4Em76nXYE" target="_blank">PRD009-3209005B</a> | <a href="https://fluidigm.my.salesforce.com/sfc/p/700000009DAw/a/4u000001871G/1XaEqEvHrGO1umq7nQFjhaeFZWVqJSiyN8iKQRnL0h0" target="_blank">SDS-00066</a> | various | Maxpar
CyTOF (Cytometry) | 3209005C | Anti-Mouse CD11c | N418 | 209Bi | Mouse | 25 Tests | <a href="https://fluidigm.my.salesforce.com/sfc/p/700000009DAw/a/4u0000019iSO/2yOzb8JEwmP43OSGYjsfofSf.SNs739mvA4Em76nXYE" target="_blank">PRD009-3209005B</a> | <a href="https://fluidigm.my.salesforce.com/sfc/p/700000009DAw/a/4u000001871G/1XaEqEvHrGO1umq7nQFjhaeFZWVqJSiyN8iKQRnL0h0" target="_blank">SDS-00066</a> | various | Maxpar
CyTOF (Cytometry) | 3209006B | Anti-Mouse MHC class II | M5/114.15.2 | 209Bi | Mouse | 100 Tests | <a href="https://fluidigm.my.salesforce.com/sfc/p/700000009DAw/a/4u0000019iSL/3YA4prBgEj.64QBQ_7sod65pMdfosYFelNy1ZqvJsWI" target="_blank">PRD009-3209006B</a> | <a href="https://fluidigm.my.salesforce.com/sfc/p/700000009DAw/a/4u000001871G/1XaEqEvHrGO1umq7nQFjhaeFZWVqJSiyN8iKQRnL0h0" target="_blank">SDS-00066</a> | various | Maxpar
CyTOF (Cytometry) | 3209006C | Anti-Mouse MHC class II | M5/114.15.2 | 209Bi | Mouse | 25 Tests | <a href="https://fluidigm.my.salesforce.com/sfc/p/700000009DAw/a/4u0000019iSL/3YA4prBgEj.64QBQ_7sod65pMdfosYFelNy1ZqvJsWI" target="_blank">PRD009-3209006B</a> | <a href="https://fluidigm.my.salesforce.com/sfc/p/700000009DAw/a/4u000001871G/1XaEqEvHrGO1umq7nQFjhaeFZWVqJSiyN8iKQRnL0h0" target="_blank">SDS-00066</a> | various | Maxpar
CyTOF (Cytometry) | 3209013B | Anti-Human TIGIT | MBSA43 | 209Bi | Human | 100 Tests | <a href="https://fluidigm.my.salesforce.com/sfc/p/700000009DAw/a/4u0000019iT2/PhVLdgMOcvzi0mrW.lFk2E5B7HH0jEV4EpLyPf34C_o" target="_blank">PRD009-3209013B</a> | <a href="https://fluidigm.my.salesforce.com/sfc/p/700000009DAw/a/4u000001871G/1XaEqEvHrGO1umq7nQFjhaeFZWVqJSiyN8iKQRnL0h0" target="_blank">SDS-00066</a> | various | Maxpar
CyTOF (Cytometry) | 3209013C | Anti-Human TIGIT | MBSA43 | 209Bi | Human | 25 Tests | <a href="https://fluidigm.my.salesforce.com/sfc/p/700000009DAw/a/4u0000019iT2/PhVLdgMOcvzi0mrW.lFk2E5B7HH0jEV4EpLyPf34C_o" target="_blank">PRD009-3209013B</a> | <a href="https://fluidigm.my.salesforce.com/sfc/p/700000009DAw/a/4u000001871G/1XaEqEvHrGO1umq7nQFjhaeFZWVqJSiyN8iKQRnL0h0" target="_blank">SDS-00066</a> | various | Maxpar
CyTOF (Cytometry) | 3209014B | Anti-Human CD274/PD-L1 | MIH1 | 209Bi | Human, Dog, Mouse | 100 Tests | <a href="https://fluidigm.my.salesforce.com/sfc/p/700000009DAw/a/4u0000019iSo/MKVCx2XlZJRx_fcYIkvwY_qW6DPUqC3vWMP0QlXVnpk" target="_blank">PRD009-3209014B</a> | <a href="https://fluidigm.my.salesforce.com/sfc/p/700000009DAw/a/4u000001871G/1XaEqEvHrGO1umq7nQFjhaeFZWVqJSiyN8iKQRnL0h0" target="_blank">SDS-00066</a> | various | Maxpar
CyTOF (Cytometry) | 3209014C | Anti-Human CD274/PD-L1 | MIH1 | 209Bi | Human, Dog, Mouse | 25 Tests | <a href="https://fluidigm.my.salesforce.com/sfc/p/700000009DAw/a/4u0000019iSo/MKVCx2XlZJRx_fcYIkvwY_qW6DPUqC3vWMP0QlXVnpk" target="_blank">PRD009-3209014B</a> | <a href="https://fluidigm.my.salesforce.com/sfc/p/700000009DAw/a/4u000001871G/1XaEqEvHrGO1umq7nQFjhaeFZWVqJSiyN8iKQRnL0h0" target="_blank">SDS-00066</a> | various | Maxpar
CyTOF (Cytometry) | 3209015B | Anti-Human CD137/4-1BB | 4B4-1 | 209Bi | Human, Cynomolgus Macaque, Rhesus Macaque, Chimpanzee, Baboon | 100 Tests | <a href="https://fluidigm.my.salesforce.com/sfc/p/700000009DAw/a/4u000000MzZq/mKL8fuf6rFwTKzlc11MnR8Y15u0AtEtgdE6.Nl923Tc" target="_blank">PRD009-3209015B</a> | <a href="https://fluidigm.my.salesforce.com/sfc/p/700000009DAw/a/4u000001871G/1XaEqEvHrGO1umq7nQFjhaeFZWVqJSiyN8iKQRnL0h0" target="_blank">SDS-00066</a> | various | Maxpar
CyTOF (Cytometry) | 3209015C | Anti-Human CD137/4-1BB | 4B4-1 | 209Bi | Human, Cynomolgus Macaque, Rhesus Macaque, Chimpanzee, Baboon | 25 Tests | <a href="https://fluidigm.my.salesforce.com/sfc/p/700000009DAw/a/4u000000MzZq/mKL8fuf6rFwTKzlc11MnR8Y15u0AtEtgdE6.Nl923Tc" target="_blank">PRD009-3209015B</a> | <a href="https://fluidigm.my.salesforce.com/sfc/p/700000009DAw/a/4u000001871G/1XaEqEvHrGO1umq7nQFjhaeFZWVqJSiyN8iKQRnL0h0" target="_blank">SDS-00066</a> | various | Maxpar
CyTOF (Cytometry) | 3209016B | Anti-Human IL-1β | CRM56 | 209Bi | Human | 100 Tests | <a href="https://fluidigm.my.salesforce.com/sfc/p/700000009DAw/a/4u000001A23n/HdFNar4laUctxExzy6ScpbevVRudusi1Gsi8Anko6B8" target="_blank">PRD009-3209016B</a> | <a href="https://fluidigm.my.salesforce.com/sfc/p/700000009DAw/a/4u000001871G/1XaEqEvHrGO1umq7nQFjhaeFZWVqJSiyN8iKQRnL0h0" target="_blank">SDS-00066</a> | various | Maxpar
CyTOF (Cytometry) | 3209016C | Anti-Human IL-1β | CRM56 | 209Bi | Human | 25 Tests | <a href="https://fluidigm.my.salesforce.com/sfc/p/700000009DAw/a/4u000001A23n/HdFNar4laUctxExzy6ScpbevVRudusi1Gsi8Anko6B8" target="_blank">PRD009-3209016B</a> | <a href="https://fluidigm.my.salesforce.com/sfc/p/700000009DAw/a/4u000001871G/1XaEqEvHrGO1umq7nQFjhaeFZWVqJSiyN8iKQRnL0h0" target="_blank">SDS-00066</a> | various | Maxpar
CyTOF (Cytometry) | 3141022B | Anti-Human TCRαβ | T10B9.1A-31 | 141Pr | Human | 100 Tests | <a href="https://fluidigm.my.salesforce.com/sfc/p/700000009DAw/a/4u000000MyOS/R46r_KBxqyyWteOr4QL0KqHFo.JYUEAgydAc2Wuq.Gs" target="_blank">PRD009-3141022B</a> | <a href="https://fluidigm.my.salesforce.com/sfc/p/700000009DAw/a/4u000001870w/XU6eX2YZtdejnAfGRls.mPHhJTPvhOp30R18ZV_Asw4" target="_blank">MSDS-3000000X</a> | various | Maxpar
CyTOF (Cytometry) | 3153032B | Anti-Human CD25 | BC96 | 153Eu | Human | 100 Tests | <a href="https://fluidigm.my.salesforce.com/sfc/p/700000009DAw/a/4u000000MyOm/GeVZhPZX8B1NFgbVn_LxONdgTow8QkkDpF2yerqrCqk" target="_blank">PRD009-3153032B</a> | <a href="https://fluidigm.my.salesforce.com/sfc/p/700000009DAw/a/4u000001870w/XU6eX2YZtdejnAfGRls.mPHhJTPvhOp30R18ZV_Asw4" target="_blank">MSDS-3000000X</a> | various | Maxpar
CyTOF (Cytometry) | 3164033B | Anti-Human TGF-β1/LAP | S20006A | 164Dy | Human | 100 Tests | <a href="https://fluidigm.my.salesforce.com/sfc/p/700000009DAw/a/4u000000MyP1/Tgzy5Mhkkg8ndCYkWkBYffWDIDnOBsInejtbqjOBO0U" target="_blank">PRD009-3164033B</a> | <a href="https://fluidigm.my.salesforce.com/sfc/p/700000009DAw/a/4u000001870w/XU6eX2YZtdejnAfGRls.mPHhJTPvhOp30R18ZV_Asw4" target="_blank">MSDS-3000000X</a> | various | Maxpar
CyTOF (Cytometry) | 3143033B | Anti-Human CD154/CD40L | 24-31 | 143Nd | Human, Cynomolgus Macaque, Rhesus Macaque | 100 Tests | <a href="https://fluidigm.my.salesforce.com/sfc/p/700000009DAw/a/4u000000MyOX/DtV5DYcZnmMPKh10TNDVakN48WtZEBTAmKhJAD80uBg" target="_blank">PRD009-3143033B</a> | <a href="https://fluidigm.my.salesforce.com/sfc/p/700000009DAw/a/4u000001870w/XU6eX2YZtdejnAfGRls.mPHhJTPvhOp30R18ZV_Asw4" target="_blank">MSDS-3000000X</a> | various | Maxpar
CyTOF (Cytometry) | 3172035B | Anti-Human CD223/LAG-3 | 11C3C65 | 172Yb | Human | 100 Tests | <a href="https://fluidigm.my.salesforce.com/sfc/p/700000009DAw/a/4u000000MyPL/bHgw4kgeBEo1n0zzSwukoQdvCGzUVIKXUNHWppdOQVI" target="_blank">PRD009-3172035B</a> | <a href="https://fluidigm.my.salesforce.com/sfc/p/700000009DAw/a/4u000001870w/XU6eX2YZtdejnAfGRls.mPHhJTPvhOp30R18ZV_Asw4" target="_blank">MSDS-3000000X</a> | various | Maxpar
CyTOF (Cytometry) | 3165046B | Anti-Human CD244/2B4 | PP35 | 165Ho | Human | 100 Tests | <a href="https://fluidigm.my.salesforce.com/sfc/p/700000009DAw/a/4u000000MyP6/b1hCKbO8_PHSQxjHh2pr8ccDxeroze.Gfqk_WQ7eZJU" target="_blank">PRD009-3165046B</a> | <a href="https://fluidigm.my.salesforce.com/sfc/p/700000009DAw/a/4u000001870w/XU6eX2YZtdejnAfGRls.mPHhJTPvhOp30R18ZV_Asw4" target="_blank">MSDS-3000000X</a> | various | Maxpar
CyTOF (Cytometry) | 3175042B | Anti-Human CD272/BTLA | MIH26 | 175Lu | Human, African Green Monkey | 100 Tests | <a href="https://fluidigm.my.salesforce.com/sfc/p/700000009DAw/a/4u000000MyOi/jJAkKdsbeqzqRBd.79lFHrgcSpNQOLHdU6HcfczviLI" target="_blank">PRD009-3175042B</a> | <a href="https://fluidigm.my.salesforce.com/sfc/p/700000009DAw/a/4u000001870w/XU6eX2YZtdejnAfGRls.mPHhJTPvhOp30R18ZV_Asw4" target="_blank">MSDS-3000000X</a> | various | Maxpar
CyTOF (Cytometry) | 3174027B | Anti-Human CD274/PD-L1 | MIH1 | 174Yb | Dog, Human, Mouse | 100 Tests | <a href="https://fluidigm.my.salesforce.com/sfc/p/700000009DAw/a/4u000000MyOx/_Oqx__TvSigplexk8krlpFu3kluDap8P4xQ1W5Ezjs4" target="_blank">PRD009-3174027B</a> | <a href="https://fluidigm.my.salesforce.com/sfc/p/700000009DAw/a/4u000001870w/XU6eX2YZtdejnAfGRls.mPHhJTPvhOp30R18ZV_Asw4" target="_blank">MSDS-3000000X</a> | various | Maxpar
CyTOF (Cytometry) | 3156038B | Anti-Human CD279/PD-1 | EH12.2H7 | 156Gd | Human, African Green Monkey, Baboon, Chimpanzee, Common Marmoset, Cynomolgus Macaque, Rhesus Macaque, Squirrel Monkey | 100 Tests | <a href="https://fluidigm.my.salesforce.com/sfc/p/700000009DAw/a/4u000000MyOw/btDmWPsY2UCZNRYpSffDR3BCllrbJjPRN6vgfw9_24Q" target="_blank">PRD009-3156038B</a> | <a href="https://fluidigm.my.salesforce.com/sfc/p/700000009DAw/a/4u000001870w/XU6eX2YZtdejnAfGRls.mPHhJTPvhOp30R18ZV_Asw4" target="_blank">MSDS-3000000X</a> | various | Maxpar
CyTOF (Cytometry) | 3164034B | Anti-Human CD357/GITR | 108-17 | 164Dy | Human | 100 Tests | <a href="https://fluidigm.my.salesforce.com/sfc/p/700000009DAw/a/4u000000MyOr/e9yaNy3l9anXRrMTu1UvYGog79xztvbfsEIqBxwECHk" target="_blank">PRD009-3164034B</a> | <a href="https://fluidigm.my.salesforce.com/sfc/p/700000009DAw/a/4u000001870w/XU6eX2YZtdejnAfGRls.mPHhJTPvhOp30R18ZV_Asw4" target="_blank">MSDS-3000000X</a> | various | Maxpar
CyTOF (Cytometry) | 3176029B | Anti-Human CD95/Fas | DX2 | 176Yb | Human, Cynomolgus Macaque, Rhesus Macaque | 100 Tests | <a href="https://fluidigm.my.salesforce.com/sfc/p/700000009DAw/a/4u000000MyPQ/oFZyTIqaogA5hgTDxJb9Fm5MZCz0F5n4lvg1bO0Bdmo" target="_blank">PRD009-3176029B</a> | <a href="https://fluidigm.my.salesforce.com/sfc/p/700000009DAw/a/4u000001870w/XU6eX2YZtdejnAfGRls.mPHhJTPvhOp30R18ZV_Asw4" target="_blank">MSDS-3000000X</a> | various | Maxpar
CyTOF (Cytometry) | 3166033B | Anti-Human TIGIT | MBSA43 | 166Er | Human, Mouse | 100 Tests | <a href="https://fluidigm.my.salesforce.com/sfc/p/700000009DAw/a/4u000000MyPB/uCaxzQlcsRSb8zAzUrASroNEp0MFYXmXJsPzEkulkQ0" target="_blank">PRD009-3166033B</a> | <a href="https://fluidigm.my.salesforce.com/sfc/p/700000009DAw/a/4u000001870w/XU6eX2YZtdejnAfGRls.mPHhJTPvhOp30R18ZV_Asw4" target="_blank">MSDS-3000000X</a> | various | Maxpar
CyTOF (Cytometry) | 3171028B | Anti-Human IL-4 | MP4-25D2 | 171Yb | Human, Pig, Rhesus Macaque | 100 Tests | <a href="https://fluidigm.my.salesforce.com/sfc/p/700000009DAw/a/4u000000MyPG/fecO7eORig1H0FM6FCsz4CQ28flZs7HqlOD6yru42wU" target="_blank">PRD009-3171028B</a> | <a href="https://fluidigm.my.salesforce.com/sfc/p/700000009DAw/a/4u000001870w/XU6eX2YZtdejnAfGRls.mPHhJTPvhOp30R18ZV_Asw4" target="_blank">MSDS-3000000X</a> | various | Maxpar
CyTOF (Cytometry) | 3147023B | Anti-Human IL-5 | TRFK5 | 147Sm | Mouse, Human, Guinea Pig | 100 Tests | <a href="https://fluidigm.my.salesforce.com/sfc/p/700000009DAw/a/4u000000MyOc/SASQ47nF5cGYgotQU8RLfK_icLrG5j8fgsiXlBMTU.0" target="_blank">PRD009-3147023B</a> | <a href="https://fluidigm.my.salesforce.com/sfc/p/700000009DAw/a/4u000001870w/XU6eX2YZtdejnAfGRls.mPHhJTPvhOp30R18ZV_Asw4" target="_blank">MSDS-3000000X</a> | various | Maxpar
CyTOF (Cytometry) | 3148025B | Anti-Human IL-10 | JES3-9D7 | 148Nd | Human, Baboon, Rhesus Macaque, Cynomolgus Macaque | 100 Tests | <a href="https://fluidigm.my.salesforce.com/sfc/p/700000009DAw/a/4u000000MyOh/wt6p46YUuEWOkrZ90xLrGw8Cw8R.sZpCKDA6wsoTJlg" target="_blank">PRD009-3148025B</a> | <a href="https://fluidigm.my.salesforce.com/sfc/p/700000009DAw/a/4u000001870w/XU6eX2YZtdejnAfGRls.mPHhJTPvhOp30R18ZV_Asw4" target="_blank">MSDS-3000000X</a> | various | Maxpar
CyTOF (Cytometry) | 3195002B | Anti-Human IL-17A | BL168 | 195Pt | Human | 100 Tests | <a href="https://fluidigm.my.salesforce.com/sfc/p/700000009DAw/a/4u000000MyPV/rZVL019z5Q5Wr71oCzv8tNhwH0.X2H_HXiQ13V90lpE" target="_blank">PRD009-3195002B</a> | <a href="https://fluidigm.my.salesforce.com/sfc/p/700000009DAw/a/4u00000183A1/VV57NGLT2fFnqRBmGSU_xnDalw_7V.qhp3Kt.1MjEdY" target="_blank">SDS-00025</a> | various | Maxpar
CyTOF (Cytometry) | 3167009B | Anti-Human CD197/CCR7 | G043H7 | 167Er | Human, African Green Monkey, Baboon, Cynomolgus Macaque, Rhesus Macaque | 100 Tests | <a href="https://fluidigm.my.salesforce.com/sfc/p/700000009DAw/a/4u0000019iLS/rDfWFHWAEatMUpo7Wz4EdEiqCJazi6eU0n2NKORXhJY" target="_blank">PRD009-3167009B</a> | <a href="https://fluidigm.my.salesforce.com/sfc/p/700000009DAw/a/4u000001870w/XU6eX2YZtdejnAfGRls.mPHhJTPvhOp30R18ZV_Asw4" target="_blank">MSDS-3000000X</a> | various | Maxpar
CyTOF (Cytometry) | 3141022C | Anti-Human TCRαβ | T10B9.1A-31 | 141Pr | Human | 25 Tests | <a href="https://fluidigm.my.salesforce.com/sfc/p/700000009DAw/a/4u000000MyOS/R46r_KBxqyyWteOr4QL0KqHFo.JYUEAgydAc2Wuq.Gs" target="_blank">PRD009-3141022B</a> | <a href="https://fluidigm.my.salesforce.com/sfc/p/700000009DAw/a/4u000001870w/XU6eX2YZtdejnAfGRls.mPHhJTPvhOp30R18ZV_Asw4" target="_blank">MSDS-3000000X</a> | various | Maxpar
CyTOF (Cytometry) | 3153032C | Anti-Human CD25 | BC96 | 153Eu | Human | 25 Tests | <a href="https://fluidigm.my.salesforce.com/sfc/p/700000009DAw/a/4u000000MyOm/GeVZhPZX8B1NFgbVn_LxONdgTow8QkkDpF2yerqrCqk" target="_blank">PRD009-3153032B</a> | <a href="https://fluidigm.my.salesforce.com/sfc/p/700000009DAw/a/4u000001870w/XU6eX2YZtdejnAfGRls.mPHhJTPvhOp30R18ZV_Asw4" target="_blank">MSDS-3000000X</a> | various | Maxpar
CyTOF (Cytometry) | 3164033C | Anti-Human TGF-β1/LAP | S20006A | 164Dy | Human | 25 Tests | <a href="https://fluidigm.my.salesforce.com/sfc/p/700000009DAw/a/4u000000MyP1/Tgzy5Mhkkg8ndCYkWkBYffWDIDnOBsInejtbqjOBO0U" target="_blank">PRD009-3164033B</a> | <a href="https://fluidigm.my.salesforce.com/sfc/p/700000009DAw/a/4u000001870w/XU6eX2YZtdejnAfGRls.mPHhJTPvhOp30R18ZV_Asw4" target="_blank">MSDS-3000000X</a> | various | Maxpar
CyTOF (Cytometry) | 3143033C | Anti-Human CD154/CD40L | 24-31 | 143Nd | Human, Cynomolgus Macaque, Rhesus Macaque | 25 Tests | <a href="https://fluidigm.my.salesforce.com/sfc/p/700000009DAw/a/4u000000MyOX/DtV5DYcZnmMPKh10TNDVakN48WtZEBTAmKhJAD80uBg" target="_blank">PRD009-3143033B</a> | <a href="https://fluidigm.my.salesforce.com/sfc/p/700000009DAw/a/4u000001870w/XU6eX2YZtdejnAfGRls.mPHhJTPvhOp30R18ZV_Asw4" target="_blank">MSDS-3000000X</a> | various | Maxpar
CyTOF (Cytometry) | 3172035C | Anti-Human CD223/LAG-3 | 11C3C65 | 172Yb | Human | 25 Tests | <a href="https://fluidigm.my.salesforce.com/sfc/p/700000009DAw/a/4u000000MyPL/bHgw4kgeBEo1n0zzSwukoQdvCGzUVIKXUNHWppdOQVI" target="_blank">PRD009-3172035B</a> | <a href="https://fluidigm.my.salesforce.com/sfc/p/700000009DAw/a/4u000001870w/XU6eX2YZtdejnAfGRls.mPHhJTPvhOp30R18ZV_Asw4" target="_blank">MSDS-3000000X</a> | various | Maxpar
CyTOF (Cytometry) | 3165046C | Anti-Human CD244/2B4 | PP35 | 165Ho | Human | 25 Tests | <a href="https://fluidigm.my.salesforce.com/sfc/p/700000009DAw/a/4u000000MyP6/b1hCKbO8_PHSQxjHh2pr8ccDxeroze.Gfqk_WQ7eZJU" target="_blank">PRD009-3165046B</a> | <a href="https://fluidigm.my.salesforce.com/sfc/p/700000009DAw/a/4u000001870w/XU6eX2YZtdejnAfGRls.mPHhJTPvhOp30R18ZV_Asw4" target="_blank">MSDS-3000000X</a> | various | Maxpar
CyTOF (Cytometry) | 3175042C | Anti-Human CD272/BTLA | MIH26 | 175Lu | Human, African Green Monkey | 25 Tests | <a href="https://fluidigm.my.salesforce.com/sfc/p/700000009DAw/a/4u000000MyOi/jJAkKdsbeqzqRBd.79lFHrgcSpNQOLHdU6HcfczviLI" target="_blank">PRD009-3175042B</a> | <a href="https://fluidigm.my.salesforce.com/sfc/p/700000009DAw/a/4u000001870w/XU6eX2YZtdejnAfGRls.mPHhJTPvhOp30R18ZV_Asw4" target="_blank">MSDS-3000000X</a> | various | Maxpar
CyTOF (Cytometry) | 3174027C | Anti-Human CD274/PD-L1 | MIH1 | 174Yb | Dog, Human, Mouse | 25 Tests | <a href="https://fluidigm.my.salesforce.com/sfc/p/700000009DAw/a/4u000000MyOx/_Oqx__TvSigplexk8krlpFu3kluDap8P4xQ1W5Ezjs4" target="_blank">PRD009-3174027B</a> | <a href="https://fluidigm.my.salesforce.com/sfc/p/700000009DAw/a/4u000001870w/XU6eX2YZtdejnAfGRls.mPHhJTPvhOp30R18ZV_Asw4" target="_blank">MSDS-3000000X</a> | various | Maxpar
CyTOF (Cytometry) | 3156038C | Anti-Human CD279/PD-1 | EH12.2H7 | 156Gd | Human, African Green Monkey, Baboon, Chimpanzee, Common Marmoset, Cynomolgus Macaque, Rhesus Macaque, Squirrel Monkey | 25 Tests | <a href="https://fluidigm.my.salesforce.com/sfc/p/700000009DAw/a/4u000000MyOw/btDmWPsY2UCZNRYpSffDR3BCllrbJjPRN6vgfw9_24Q" target="_blank">PRD009-3156038B</a> | <a href="https://fluidigm.my.salesforce.com/sfc/p/700000009DAw/a/4u000001870w/XU6eX2YZtdejnAfGRls.mPHhJTPvhOp30R18ZV_Asw4" target="_blank">MSDS-3000000X</a> | various | Maxpar
CyTOF (Cytometry) | 3164034C | Anti-Human CD357/GITR | 108-17 | 164Dy | Human | 25 Tests | <a href="https://fluidigm.my.salesforce.com/sfc/p/700000009DAw/a/4u000000MyOr/e9yaNy3l9anXRrMTu1UvYGog79xztvbfsEIqBxwECHk" target="_blank">PRD009-3164034B</a> | <a href="https://fluidigm.my.salesforce.com/sfc/p/700000009DAw/a/4u000001870w/XU6eX2YZtdejnAfGRls.mPHhJTPvhOp30R18ZV_Asw4" target="_blank">MSDS-3000000X</a> | various | Maxpar
CyTOF (Cytometry) | 3176029C | Anti-Human CD95/Fas | DX2 | 176Yb | Human, Cynomolgus Macaque, Rhesus Macaque | 25 Tests | <a href="https://fluidigm.my.salesforce.com/sfc/p/700000009DAw/a/4u000000MyPQ/oFZyTIqaogA5hgTDxJb9Fm5MZCz0F5n4lvg1bO0Bdmo" target="_blank">PRD009-3176029B</a> | <a href="https://fluidigm.my.salesforce.com/sfc/p/700000009DAw/a/4u000001870w/XU6eX2YZtdejnAfGRls.mPHhJTPvhOp30R18ZV_Asw4" target="_blank">MSDS-3000000X</a> | various | Maxpar
CyTOF (Cytometry) | 3166033C | Anti-Human TIGIT | MBSA43 | 166Er | Human, Mouse | 25 Tests | <a href="https://fluidigm.my.salesforce.com/sfc/p/700000009DAw/a/4u000000MyPB/uCaxzQlcsRSb8zAzUrASroNEp0MFYXmXJsPzEkulkQ0" target="_blank">PRD009-3166033B</a> | <a href="https://fluidigm.my.salesforce.com/sfc/p/700000009DAw/a/4u000001870w/XU6eX2YZtdejnAfGRls.mPHhJTPvhOp30R18ZV_Asw4" target="_blank">MSDS-3000000X</a> | various | Maxpar
CyTOF (Cytometry) | 3171028C | Anti-Human IL-4 | MP4-25D2 | 171Yb | Human, Pig, Rhesus Macaque | 25 Tests | <a href="https://fluidigm.my.salesforce.com/sfc/p/700000009DAw/a/4u000000MyPG/fecO7eORig1H0FM6FCsz4CQ28flZs7HqlOD6yru42wU" target="_blank">PRD009-3171028B</a> | <a href="https://fluidigm.my.salesforce.com/sfc/p/700000009DAw/a/4u000001870w/XU6eX2YZtdejnAfGRls.mPHhJTPvhOp30R18ZV_Asw4" target="_blank">MSDS-3000000X</a> | various | Maxpar
CyTOF (Cytometry) | 3147023C | Anti-Human IL-5 | TRFK5 | 147Sm | Mouse, Human, Guinea Pig | 25 Tests | <a href="https://fluidigm.my.salesforce.com/sfc/p/700000009DAw/a/4u000000MyOc/SASQ47nF5cGYgotQU8RLfK_icLrG5j8fgsiXlBMTU.0" target="_blank">PRD009-3147023B</a> | <a href="https://fluidigm.my.salesforce.com/sfc/p/700000009DAw/a/4u000001870w/XU6eX2YZtdejnAfGRls.mPHhJTPvhOp30R18ZV_Asw4" target="_blank">MSDS-3000000X</a> | various | Maxpar
CyTOF (Cytometry) | 3148025C | Anti-Human IL-10 | JES3-9D7 | 148Nd | Human, Baboon, Rhesus Macaque, Cynomolgus Macaque | 25 Tests | <a href="https://fluidigm.my.salesforce.com/sfc/p/700000009DAw/a/4u000000MyOh/wt6p46YUuEWOkrZ90xLrGw8Cw8R.sZpCKDA6wsoTJlg" target="_blank">PRD009-3148025B</a> | <a href="https://fluidigm.my.salesforce.com/sfc/p/700000009DAw/a/4u000001870w/XU6eX2YZtdejnAfGRls.mPHhJTPvhOp30R18ZV_Asw4" target="_blank">MSDS-3000000X</a> | various | Maxpar
CyTOF (Cytometry) | 3195002C | Anti-Human IL-17A | BL168 | 195Pt | Human | 25 Tests | <a href="https://fluidigm.my.salesforce.com/sfc/p/700000009DAw/a/4u000000MyPV/rZVL019z5Q5Wr71oCzv8tNhwH0.X2H_HXiQ13V90lpE" target="_blank">PRD009-3195002B</a> | <a href="https://fluidigm.my.salesforce.com/sfc/p/700000009DAw/a/4u00000183A1/VV57NGLT2fFnqRBmGSU_xnDalw_7V.qhp3Kt.1MjEdY" target="_blank">SDS-00025</a> | various | Maxpar
CyTOF (Cytometry) | 3172001G | Goat Anti-Mouse IgG | Polyclonal | 172Yb | Polyclonal | 50 µg | <a href="https://fluidigm.my.salesforce.com/sfc/p/700000009DAw/a/4u0000019iP5/PPzHAAtltILIg95QtzJCRdnXUOJ0AdQtOy_vKLjcWY0" target="_blank">PRD009-3172001G</a> | <a href="https://fluidigm.my.salesforce.com/sfc/p/700000009DAw/a/4u000001870w/XU6eX2YZtdejnAfGRls.mPHhJTPvhOp30R18ZV_Asw4" target="_blank">MSDS-3000000X</a> | various | Maxpar
CyTOF (Cytometry) | 3172002G | Goat Anti-Rat IgG | Polyclonal | 172Yb | Polyclonal | 50 µg | <a href="https://fluidigm.my.salesforce.com/sfc/p/700000009DAw/a/4u0000019iP6/gcw6BDrJ229SPJBHrdn_9nuxkysn48_Z7dgAHqQnw7k" target="_blank">PRD009-3172002G</a> | <a href="https://fluidigm.my.salesforce.com/sfc/p/700000009DAw/a/4u000001870w/XU6eX2YZtdejnAfGRls.mPHhJTPvhOp30R18ZV_Asw4" target="_blank">MSDS-3000000X</a> | various | Maxpar
CyTOF (Cytometry) | 3175002G | Goat Anti-Rabbit IgG | Polyclonal | 175Lu | Polyclonal | 50 µg | <a href="https://fluidigm.my.salesforce.com/sfc/p/700000009DAw/a/4u0000019iUi/8zQOITu_UMQpWVco8IdIvUqOMD4E7kPpgc9jdgwLQMw" target="_blank">PRD009-3175002G</a> | <a href="https://fluidigm.my.salesforce.com/sfc/p/700000009DAw/a/4u000001870w/XU6eX2YZtdejnAfGRls.mPHhJTPvhOp30R18ZV_Asw4" target="_blank">MSDS-3000000X</a> | various | Maxpar
CyTOF (Cytometry) | 92J001110 | Anti-CD11b | M1/70 | 110Cd | Mouse, Human, Chimpanzee, Baboon, Cynomolgus Macaque, Rhesus Macaque, Rabbit+F1730:F1819 | 25 µL | <a href="https://fluidigm.my.salesforce.com/sfc/p/700000009DAw/a/4u000001A22f/_95z6KjnQf7BbBObcxN0RIl8pztffLOgsWrjWpDB.8k" target="_blank">TDS-00710</a> | <a href="https://fluidigm.my.salesforce.com/sfc/p/700000009DAw/a/4u000000dlbq/TACqxhBzGNCMUJOdkH1XK6bDuGaTQsGp4vGSePoNz6M" target="_blank">SDS-00021</a> | various | MaxparOnDemand
CyTOF (Cytometry) | 92J001195 | Anti-CD11b | M1/70 | 195Pt | Mouse, Human, Chimpanzee, Baboon, Cynomolgus Macaque, Rhesus Macaque, Rabbit | 25 µL | <a href="https://fluidigm.my.salesforce.com/sfc/p/700000009DAw/a/4u000001A22f/_95z6KjnQf7BbBObcxN0RIl8pztffLOgsWrjWpDB.8k" target="_blank">TDS-00710</a> | <a href="https://fluidigm.my.salesforce.com/sfc/p/700000009DAw/a/4u00000183A1/VV57NGLT2fFnqRBmGSU_xnDalw_7V.qhp3Kt.1MjEdY" target="_blank">SDS-00025</a> | various | MaxparOnDemand
CyTOF (Cytometry) | 92J001196 | Anti-CD11b | M1/70 | 196Pt | Mouse, Human, Chimpanzee, Baboon, Cynomolgus Macaque, Rhesus Macaque, Rabbit | 25 µL | <a href="https://fluidigm.my.salesforce.com/sfc/p/700000009DAw/a/4u000001A22f/_95z6KjnQf7BbBObcxN0RIl8pztffLOgsWrjWpDB.8k" target="_blank">TDS-00710</a> | <a href="https://fluidigm.my.salesforce.com/sfc/p/700000009DAw/a/4u00000183A1/VV57NGLT2fFnqRBmGSU_xnDalw_7V.qhp3Kt.1MjEdY" target="_blank">SDS-00025</a> | various | MaxparOnDemand
CyTOF (Cytometry) | 92J002161 | Anti-CD11c | N418 | 161Dy | Mouse | 25 µL | <a href="https://fluidigm.my.salesforce.com/sfc/p/700000009DAw/a/4u000001A22f/_95z6KjnQf7BbBObcxN0RIl8pztffLOgsWrjWpDB.8k" target="_blank">TDS-00710</a> | <a href="https://fluidigm.my.salesforce.com/sfc/p/700000009DAw/a/4u000001870w/XU6eX2YZtdejnAfGRls.mPHhJTPvhOp30R18ZV_Asw4" target="_blank">MSDS-3000000X</a> | various | MaxparOnDemand
CyTOF (Cytometry) | 92J002198 | Anti-CD11c | N418 | 198Pt | Mouse | 25 µL | <a href="https://fluidigm.my.salesforce.com/sfc/p/700000009DAw/a/4u000001A22f/_95z6KjnQf7BbBObcxN0RIl8pztffLOgsWrjWpDB.8k" target="_blank">TDS-00710</a> | <a href="https://fluidigm.my.salesforce.com/sfc/p/700000009DAw/a/4u00000183A1/VV57NGLT2fFnqRBmGSU_xnDalw_7V.qhp3Kt.1MjEdY" target="_blank">SDS-00025</a> | various | MaxparOnDemand
CyTOF (Cytometry) | 92J003148 | Anti-CD3ε | 145-2C11 | 148Nd | Mouse | 25 µL | <a href="https://fluidigm.my.salesforce.com/sfc/p/700000009DAw/a/4u000001A22f/_95z6KjnQf7BbBObcxN0RIl8pztffLOgsWrjWpDB.8k" target="_blank">TDS-00710</a> | <a href="https://fluidigm.my.salesforce.com/sfc/p/700000009DAw/a/4u000001870w/XU6eX2YZtdejnAfGRls.mPHhJTPvhOp30R18ZV_Asw4" target="_blank">MSDS-3000000X</a> | various | MaxparOnDemand
CyTOF (Cytometry) | 92J003196 | Anti-CD3ε | 145-2C11 | 196Pt | Mouse | 25 µL | <a href="https://fluidigm.my.salesforce.com/sfc/p/700000009DAw/a/4u000001A22f/_95z6KjnQf7BbBObcxN0RIl8pztffLOgsWrjWpDB.8k" target="_blank">TDS-00710</a> | <a href="https://fluidigm.my.salesforce.com/sfc/p/700000009DAw/a/4u00000183A1/VV57NGLT2fFnqRBmGSU_xnDalw_7V.qhp3Kt.1MjEdY" target="_blank">SDS-00025</a> | various | MaxparOnDemand
CyTOF (Cytometry) | 92J004116 | Anti-CD4 | RM4-5 | 116Cd | Mouse | 25 µL | <a href="https://fluidigm.my.salesforce.com/sfc/p/700000009DAw/a/4u000001A22f/_95z6KjnQf7BbBObcxN0RIl8pztffLOgsWrjWpDB.8k" target="_blank">TDS-00710</a> | <a href="https://fluidigm.my.salesforce.com/sfc/p/700000009DAw/a/4u000000dlbq/TACqxhBzGNCMUJOdkH1XK6bDuGaTQsGp4vGSePoNz6M" target="_blank">SDS-00021</a> | various | MaxparOnDemand
CyTOF (Cytometry) | 92J005141 | Anti-CD44 | IM7 | 141Pr | Mouse, Human, Chimpanzee, Baboon, Cynomolgus Macaque, Rhesus Macaque, Squirrel Monkey, Equine, Bovine, Porcine, Canine, Feline | 25 µL | <a href="https://fluidigm.my.salesforce.com/sfc/p/700000009DAw/a/4u000001A22f/_95z6KjnQf7BbBObcxN0RIl8pztffLOgsWrjWpDB.8k" target="_blank">TDS-00710</a> | <a href="https://fluidigm.my.salesforce.com/sfc/p/700000009DAw/a/4u000001870w/XU6eX2YZtdejnAfGRls.mPHhJTPvhOp30R18ZV_Asw4" target="_blank">MSDS-3000000X</a> | various | MaxparOnDemand
CyTOF (Cytometry) | 92J005194 | Anti-CD44 | IM7 | 194Pt | Mouse, Human, Chimpanzee, Baboon, Cynomolgus Macaque, Rhesus Macaque, Squirrel Monkey, Equine, Bovine, Porcine, Canine, Feline | 25 µL | <a href="https://fluidigm.my.salesforce.com/sfc/p/700000009DAw/a/4u000001A22f/_95z6KjnQf7BbBObcxN0RIl8pztffLOgsWrjWpDB.8k" target="_blank">TDS-00710</a> | <a href="https://fluidigm.my.salesforce.com/sfc/p/700000009DAw/a/4u00000183A1/VV57NGLT2fFnqRBmGSU_xnDalw_7V.qhp3Kt.1MjEdY" target="_blank">SDS-00025</a> | various | MaxparOnDemand
CyTOF (Cytometry) | 92J006106 | Anti-CD45 | 30-F11 | 106Cd | Mouse | 25 µL | <a href="https://fluidigm.my.salesforce.com/sfc/p/700000009DAw/a/4u000001A22f/_95z6KjnQf7BbBObcxN0RIl8pztffLOgsWrjWpDB.8k" target="_blank">TDS-00710</a> | <a href="https://fluidigm.my.salesforce.com/sfc/p/700000009DAw/a/4u000000dlbq/TACqxhBzGNCMUJOdkH1XK6bDuGaTQsGp4vGSePoNz6M" target="_blank">SDS-00021</a> | various | MaxparOnDemand
CyTOF (Cytometry) | 92J006110 | Anti-CD45 | 30-F11 | 110Cd | Mouse | 25 µL | <a href="https://fluidigm.my.salesforce.com/sfc/p/700000009DAw/a/4u000001A22f/_95z6KjnQf7BbBObcxN0RIl8pztffLOgsWrjWpDB.8k" target="_blank">TDS-00710</a> | <a href="https://fluidigm.my.salesforce.com/sfc/p/700000009DAw/a/4u000000dlbq/TACqxhBzGNCMUJOdkH1XK6bDuGaTQsGp4vGSePoNz6M" target="_blank">SDS-00021</a> | various | MaxparOnDemand
CyTOF (Cytometry) | 92J006111 | Anti-CD45 | 30-F11 | 111Cd | Mouse | 25 µL | <a href="https://fluidigm.my.salesforce.com/sfc/p/700000009DAw/a/4u000001A22f/_95z6KjnQf7BbBObcxN0RIl8pztffLOgsWrjWpDB.8k" target="_blank">TDS-00710</a> | <a href="https://fluidigm.my.salesforce.com/sfc/p/700000009DAw/a/4u000000dlbq/TACqxhBzGNCMUJOdkH1XK6bDuGaTQsGp4vGSePoNz6M" target="_blank">SDS-00021</a> | various | MaxparOnDemand
CyTOF (Cytometry) | 92J006112 | Anti-CD45 | 30-F11 | 112Cd | Mouse | 25 µL | <a href="https://fluidigm.my.salesforce.com/sfc/p/700000009DAw/a/4u000001A22f/_95z6KjnQf7BbBObcxN0RIl8pztffLOgsWrjWpDB.8k" target="_blank">TDS-00710</a> | <a href="https://fluidigm.my.salesforce.com/sfc/p/700000009DAw/a/4u000000dlbq/TACqxhBzGNCMUJOdkH1XK6bDuGaTQsGp4vGSePoNz6M" target="_blank">SDS-00021</a> | various | MaxparOnDemand
CyTOF (Cytometry) | 92J006113 | Anti-CD45 | 30-F11 | 113Cd | Mouse | 25 µL | <a href="https://fluidigm.my.salesforce.com/sfc/p/700000009DAw/a/4u000001A22f/_95z6KjnQf7BbBObcxN0RIl8pztffLOgsWrjWpDB.8k" target="_blank">TDS-00710</a> | <a href="https://fluidigm.my.salesforce.com/sfc/p/700000009DAw/a/4u000000dlbq/TACqxhBzGNCMUJOdkH1XK6bDuGaTQsGp4vGSePoNz6M" target="_blank">SDS-00021</a> | various | MaxparOnDemand
CyTOF (Cytometry) | 92J006114 | Anti-CD45 | 30-F11 | 114Cd | Mouse | 25 µL | <a href="https://fluidigm.my.salesforce.com/sfc/p/700000009DAw/a/4u000001A22f/_95z6KjnQf7BbBObcxN0RIl8pztffLOgsWrjWpDB.8k" target="_blank">TDS-00710</a> | <a href="https://fluidigm.my.salesforce.com/sfc/p/700000009DAw/a/4u000000dlbq/TACqxhBzGNCMUJOdkH1XK6bDuGaTQsGp4vGSePoNz6M" target="_blank">SDS-00021</a> | various | MaxparOnDemand
CyTOF (Cytometry) | 92J006116 | Anti-CD45 | 30-F11 | 116Cd | Mouse | 25 µL | <a href="https://fluidigm.my.salesforce.com/sfc/p/700000009DAw/a/4u000001A22f/_95z6KjnQf7BbBObcxN0RIl8pztffLOgsWrjWpDB.8k" target="_blank">TDS-00710</a> | <a href="https://fluidigm.my.salesforce.com/sfc/p/700000009DAw/a/4u000000dlbq/TACqxhBzGNCMUJOdkH1XK6bDuGaTQsGp4vGSePoNz6M" target="_blank">SDS-00021</a> | various | MaxparOnDemand
CyTOF (Cytometry) | 92J006194 | Anti-CD45 | 30-F11 | 194Pt | Mouse | 25 µL | <a href="https://fluidigm.my.salesforce.com/sfc/p/700000009DAw/a/4u000001A22f/_95z6KjnQf7BbBObcxN0RIl8pztffLOgsWrjWpDB.8k" target="_blank">TDS-00710</a> | <a href="https://fluidigm.my.salesforce.com/sfc/p/700000009DAw/a/4u00000183A1/VV57NGLT2fFnqRBmGSU_xnDalw_7V.qhp3Kt.1MjEdY" target="_blank">SDS-00025</a> | various | MaxparOnDemand
CyTOF (Cytometry) | 92J006195 | Anti-CD45 | 30-F11 | 195Pt | Mouse | 25 µL | <a href="https://fluidigm.my.salesforce.com/sfc/p/700000009DAw/a/4u000001A22f/_95z6KjnQf7BbBObcxN0RIl8pztffLOgsWrjWpDB.8k" target="_blank">TDS-00710</a> | <a href="https://fluidigm.my.salesforce.com/sfc/p/700000009DAw/a/4u00000183A1/VV57NGLT2fFnqRBmGSU_xnDalw_7V.qhp3Kt.1MjEdY" target="_blank">SDS-00025</a> | various | MaxparOnDemand
CyTOF (Cytometry) | 92J006196 | Anti-CD45 | 30-F11 | 196Pt | Mouse | 25 µL | <a href="https://fluidigm.my.salesforce.com/sfc/p/700000009DAw/a/4u000001A22f/_95z6KjnQf7BbBObcxN0RIl8pztffLOgsWrjWpDB.8k" target="_blank">TDS-00710</a> | <a href="https://fluidigm.my.salesforce.com/sfc/p/700000009DAw/a/4u00000183A1/VV57NGLT2fFnqRBmGSU_xnDalw_7V.qhp3Kt.1MjEdY" target="_blank">SDS-00025</a> | various | MaxparOnDemand
CyTOF (Cytometry) | 92J006198 | Anti-CD45 | 30-F11 | 198Pt | Mouse | 25 µL | <a href="https://fluidigm.my.salesforce.com/sfc/p/700000009DAw/a/4u000001A22f/_95z6KjnQf7BbBObcxN0RIl8pztffLOgsWrjWpDB.8k" target="_blank">TDS-00710</a> | <a href="https://fluidigm.my.salesforce.com/sfc/p/700000009DAw/a/4u00000183A1/VV57NGLT2fFnqRBmGSU_xnDalw_7V.qhp3Kt.1MjEdY" target="_blank">SDS-00025</a> | various | MaxparOnDemand
CyTOF (Cytometry) | 92J007112 | Anti-CD45R/B220 | RA3-6B2 | 112Cd | Mouse, Human, Feline | 25 µL | <a href="https://fluidigm.my.salesforce.com/sfc/p/700000009DAw/a/4u000001A22f/_95z6KjnQf7BbBObcxN0RIl8pztffLOgsWrjWpDB.8k" target="_blank">TDS-00710</a> | <a href="https://fluidigm.my.salesforce.com/sfc/p/700000009DAw/a/4u000000dlbq/TACqxhBzGNCMUJOdkH1XK6bDuGaTQsGp4vGSePoNz6M" target="_blank">SDS-00021</a> | various | MaxparOnDemand
CyTOF (Cytometry) | 92J008152 | Anti-CD49b | DX5 | 152Sm | Mouse | 25 µL | <a href="https://fluidigm.my.salesforce.com/sfc/p/700000009DAw/a/4u000001A22f/_95z6KjnQf7BbBObcxN0RIl8pztffLOgsWrjWpDB.8k" target="_blank">TDS-00710</a> | <a href="https://fluidigm.my.salesforce.com/sfc/p/700000009DAw/a/4u000001870w/XU6eX2YZtdejnAfGRls.mPHhJTPvhOp30R18ZV_Asw4" target="_blank">MSDS-3000000X</a> | various | MaxparOnDemand
CyTOF (Cytometry) | 92J008170 | Anti-CD49b | DX5 | 170Er | Mouse | 25 µL | <a href="https://fluidigm.my.salesforce.com/sfc/p/700000009DAw/a/4u000001A22f/_95z6KjnQf7BbBObcxN0RIl8pztffLOgsWrjWpDB.8k" target="_blank">TDS-00710</a> | <a href="https://fluidigm.my.salesforce.com/sfc/p/700000009DAw/a/4u000001870w/XU6eX2YZtdejnAfGRls.mPHhJTPvhOp30R18ZV_Asw4" target="_blank">MSDS-3000000X</a> | various | MaxparOnDemand
CyTOF (Cytometry) | 92J008198 | Anti-CD49b | DX5 | 198Pt | Mouse | 25 µL | <a href="https://fluidigm.my.salesforce.com/sfc/p/700000009DAw/a/4u000001A22f/_95z6KjnQf7BbBObcxN0RIl8pztffLOgsWrjWpDB.8k" target="_blank">TDS-00710</a> | <a href="https://fluidigm.my.salesforce.com/sfc/p/700000009DAw/a/4u00000183A1/VV57NGLT2fFnqRBmGSU_xnDalw_7V.qhp3Kt.1MjEdY" target="_blank">SDS-00025</a> | various | MaxparOnDemand
CyTOF (Cytometry) | 92J009111 | Anti-CD8a | 53-6.7 | 111Cd | Mouse | 25 µL | <a href="https://fluidigm.my.salesforce.com/sfc/p/700000009DAw/a/4u000001A22f/_95z6KjnQf7BbBObcxN0RIl8pztffLOgsWrjWpDB.8k" target="_blank">TDS-00710</a> | <a href="https://fluidigm.my.salesforce.com/sfc/p/700000009DAw/a/4u000000dlbq/TACqxhBzGNCMUJOdkH1XK6bDuGaTQsGp4vGSePoNz6M" target="_blank">SDS-00021</a> | various | MaxparOnDemand
CyTOF (Cytometry) | 92J009194 | Anti-CD8a | 53-6.7 | 194Pt | Mouse | 25 µL | <a href="https://fluidigm.my.salesforce.com/sfc/p/700000009DAw/a/4u000001A22f/_95z6KjnQf7BbBObcxN0RIl8pztffLOgsWrjWpDB.8k" target="_blank">TDS-00710</a> | <a href="https://fluidigm.my.salesforce.com/sfc/p/700000009DAw/a/4u00000183A1/VV57NGLT2fFnqRBmGSU_xnDalw_7V.qhp3Kt.1MjEdY" target="_blank">SDS-00025</a> | various | MaxparOnDemand
CyTOF (Cytometry) | 92J009196 | Anti-CD8a | 53-6.7 | 196Pt | Mouse | 25 µL | <a href="https://fluidigm.my.salesforce.com/sfc/p/700000009DAw/a/4u000001A22f/_95z6KjnQf7BbBObcxN0RIl8pztffLOgsWrjWpDB.8k" target="_blank">TDS-00710</a> | <a href="https://fluidigm.my.salesforce.com/sfc/p/700000009DAw/a/4u00000183A1/VV57NGLT2fFnqRBmGSU_xnDalw_7V.qhp3Kt.1MjEdY" target="_blank">SDS-00025</a> | various | MaxparOnDemand
CyTOF (Cytometry) | 92J010198 | Anti-Ly-6C | HK1.4 | 198Pt | Mouse | 25 µL | <a href="https://fluidigm.my.salesforce.com/sfc/p/700000009DAw/a/4u000001A22f/_95z6KjnQf7BbBObcxN0RIl8pztffLOgsWrjWpDB.8k" target="_blank">TDS-00710</a> | <a href="https://fluidigm.my.salesforce.com/sfc/p/700000009DAw/a/4u00000183A1/VV57NGLT2fFnqRBmGSU_xnDalw_7V.qhp3Kt.1MjEdY" target="_blank">SDS-00025</a> | various | MaxparOnDemand
CyTOF (Cytometry) | 92J011148 | Anti-Ly-6G | 1A8 | 148Nd | Mouse | 25 µL | <a href="https://fluidigm.my.salesforce.com/sfc/p/700000009DAw/a/4u000001A22f/_95z6KjnQf7BbBObcxN0RIl8pztffLOgsWrjWpDB.8k" target="_blank">TDS-00710</a> | <a href="https://fluidigm.my.salesforce.com/sfc/p/700000009DAw/a/4u000001870w/XU6eX2YZtdejnAfGRls.mPHhJTPvhOp30R18ZV_Asw4" target="_blank">MSDS-3000000X</a> | various | MaxparOnDemand
CyTOF (Cytometry) | 92J011195 | Anti-Ly-6G | 1A8 | 195Pt | Mouse | 25 µL | <a href="https://fluidigm.my.salesforce.com/sfc/p/700000009DAw/a/4u000001A22f/_95z6KjnQf7BbBObcxN0RIl8pztffLOgsWrjWpDB.8k" target="_blank">TDS-00710</a> | <a href="https://fluidigm.my.salesforce.com/sfc/p/700000009DAw/a/4u00000183A1/VV57NGLT2fFnqRBmGSU_xnDalw_7V.qhp3Kt.1MjEdY" target="_blank">SDS-00025</a> | various | MaxparOnDemand
CyTOF (Cytometry) | 92J012106 | Anti-MHC Class II | M5/114.15.2 | 106Cd | Mouse | 25 µL | <a href="https://fluidigm.my.salesforce.com/sfc/p/700000009DAw/a/4u000001A22f/_95z6KjnQf7BbBObcxN0RIl8pztffLOgsWrjWpDB.8k" target="_blank">TDS-00710</a> | <a href="https://fluidigm.my.salesforce.com/sfc/p/700000009DAw/a/4u000000dlbq/TACqxhBzGNCMUJOdkH1XK6bDuGaTQsGp4vGSePoNz6M" target="_blank">SDS-00021</a> | various | MaxparOnDemand
CyTOF (Cytometry) | 92J013174 | Anti-CD25 | 3C7 | 174Yb | Mouse | 25 µL | <a href="https://fluidigm.my.salesforce.com/sfc/p/700000009DAw/a/4u000001A22f/_95z6KjnQf7BbBObcxN0RIl8pztffLOgsWrjWpDB.8k" target="_blank">TDS-00710</a> | <a href="https://fluidigm.my.salesforce.com/sfc/p/700000009DAw/a/4u000001870w/XU6eX2YZtdejnAfGRls.mPHhJTPvhOp30R18ZV_Asw4" target="_blank">MSDS-3000000X</a> | various | MaxparOnDemand
CyTOF (Cytometry) | 92J014172 | Anti-TCRγδ | GL3 | 172Yb | Mouse | 25 µL | <a href="https://fluidigm.my.salesforce.com/sfc/p/700000009DAw/a/4u000001A22f/_95z6KjnQf7BbBObcxN0RIl8pztffLOgsWrjWpDB.8k" target="_blank">TDS-00710</a> | <a href="https://fluidigm.my.salesforce.com/sfc/p/700000009DAw/a/4u000001870w/XU6eX2YZtdejnAfGRls.mPHhJTPvhOp30R18ZV_Asw4" target="_blank">MSDS-3000000X</a> | various | MaxparOnDemand
CyTOF (Cytometry) | 92J014155 | Anti-TCRγδ | GL3 | 155Gd | Mouse | 25 µL | <a href="https://fluidigm.my.salesforce.com/sfc/p/700000009DAw/a/4u000001A22f/_95z6KjnQf7BbBObcxN0RIl8pztffLOgsWrjWpDB.8k" target="_blank">TDS-00710</a> | <a href="https://fluidigm.my.salesforce.com/sfc/p/700000009DAw/a/4u000001870w/XU6eX2YZtdejnAfGRls.mPHhJTPvhOp30R18ZV_Asw4" target="_blank">MSDS-3000000X</a> | various | MaxparOnDemand
CyTOF (Cytometry) | 92J015176 | Anti-CD197/CCR7 | 4B12 | 176Yb | Mouse | 25 µL | <a href="https://fluidigm.my.salesforce.com/sfc/p/700000009DAw/a/4u000001A22f/_95z6KjnQf7BbBObcxN0RIl8pztffLOgsWrjWpDB.8k" target="_blank">TDS-00710</a> | <a href="https://fluidigm.my.salesforce.com/sfc/p/700000009DAw/a/4u000001870w/XU6eX2YZtdejnAfGRls.mPHhJTPvhOp30R18ZV_Asw4" target="_blank">MSDS-3000000X</a> | various | MaxparOnDemand
CyTOF (Cytometry) | 92J015163 | Anti-CD197/CCR7 | 4B12 | 163Dy | Mouse | 25 µL | <a href="https://fluidigm.my.salesforce.com/sfc/p/700000009DAw/a/4u000001A22f/_95z6KjnQf7BbBObcxN0RIl8pztffLOgsWrjWpDB.8k" target="_blank">TDS-00710</a> | <a href="https://fluidigm.my.salesforce.com/sfc/p/700000009DAw/a/4u000001870w/XU6eX2YZtdejnAfGRls.mPHhJTPvhOp30R18ZV_Asw4" target="_blank">MSDS-3000000X</a> | various | MaxparOnDemand
CyTOF (Cytometry) | 92J016165 | Anti-CD127/IL-7Rα | A7R34 | 165Ho | Mouse, Human | 25 µL | <a href="https://fluidigm.my.salesforce.com/sfc/p/700000009DAw/a/4u000001A22f/_95z6KjnQf7BbBObcxN0RIl8pztffLOgsWrjWpDB.8k" target="_blank">TDS-00710</a> | <a href="https://fluidigm.my.salesforce.com/sfc/p/700000009DAw/a/4u000001870w/XU6eX2YZtdejnAfGRls.mPHhJTPvhOp30R18ZV_Asw4" target="_blank">MSDS-3000000X</a> | various | MaxparOnDemand
CyTOF (Cytometry) | 92J016173 | Anti-CD127/IL-7Rα | A7R34 | 173Yb | Mouse, Human | 25 µL | <a href="https://fluidigm.my.salesforce.com/sfc/p/700000009DAw/a/4u000001A22f/_95z6KjnQf7BbBObcxN0RIl8pztffLOgsWrjWpDB.8k" target="_blank">TDS-00710</a> | <a href="https://fluidigm.my.salesforce.com/sfc/p/700000009DAw/a/4u000001870w/XU6eX2YZtdejnAfGRls.mPHhJTPvhOp30R18ZV_Asw4" target="_blank">MSDS-3000000X</a> | various | MaxparOnDemand
CyTOF (Cytometry) | 92J017154 | Anti-CD170/Siglec-F | S17007L | 154Sm | Mouse | 25 µL | <a href="https://fluidigm.my.salesforce.com/sfc/p/700000009DAw/a/4u000001A22f/_95z6KjnQf7BbBObcxN0RIl8pztffLOgsWrjWpDB.8k" target="_blank">TDS-00710</a> | <a href="https://fluidigm.my.salesforce.com/sfc/p/700000009DAw/a/4u000001870w/XU6eX2YZtdejnAfGRls.mPHhJTPvhOp30R18ZV_Asw4" target="_blank">MSDS-3000000X</a> | various | MaxparOnDemand
CyTOF (Cytometry) | 92J017163 | Anti-CD170/Siglec-F | S17007L | 163Dy | Mouse | 25 µL | <a href="https://fluidigm.my.salesforce.com/sfc/p/700000009DAw/a/4u000001A22f/_95z6KjnQf7BbBObcxN0RIl8pztffLOgsWrjWpDB.8k" target="_blank">TDS-00710</a> | <a href="https://fluidigm.my.salesforce.com/sfc/p/700000009DAw/a/4u000001870w/XU6eX2YZtdejnAfGRls.mPHhJTPvhOp30R18ZV_Asw4" target="_blank">MSDS-3000000X</a> | various | MaxparOnDemand
CyTOF (Cytometry) | 92J018152 | Anti-XCR1 | ZET | 152Sm | Mouse, Rat | 25 µL | <a href="https://fluidigm.my.salesforce.com/sfc/p/700000009DAw/a/4u000001A22f/_95z6KjnQf7BbBObcxN0RIl8pztffLOgsWrjWpDB.8k" target="_blank">TDS-00710</a> | <a href="https://fluidigm.my.salesforce.com/sfc/p/700000009DAw/a/4u000001870w/XU6eX2YZtdejnAfGRls.mPHhJTPvhOp30R18ZV_Asw4" target="_blank">MSDS-3000000X</a> | various | MaxparOnDemand
CyTOF (Cytometry) | 92J018175 | Anti-XCR1 | ZET | 175Lu | Mouse, Rat | 25 µL | <a href="https://fluidigm.my.salesforce.com/sfc/p/700000009DAw/a/4u000001A22f/_95z6KjnQf7BbBObcxN0RIl8pztffLOgsWrjWpDB.8k" target="_blank">TDS-00710</a> | <a href="https://fluidigm.my.salesforce.com/sfc/p/700000009DAw/a/4u000001870w/XU6eX2YZtdejnAfGRls.mPHhJTPvhOp30R18ZV_Asw4" target="_blank">MSDS-3000000X</a> | various | MaxparOnDemand
CyTOF (Cytometry) | 92J019173 | Anti-F4/80 | BM8 | 173Yb | Mouse | 25 µL | <a href="https://fluidigm.my.salesforce.com/sfc/p/700000009DAw/a/4u000001A22f/_95z6KjnQf7BbBObcxN0RIl8pztffLOgsWrjWpDB.8k" target="_blank">TDS-00710</a> | <a href="https://fluidigm.my.salesforce.com/sfc/p/700000009DAw/a/4u000001870w/XU6eX2YZtdejnAfGRls.mPHhJTPvhOp30R18ZV_Asw4" target="_blank">MSDS-3000000X</a> | various | MaxparOnDemand
CyTOF (Cytometry) | 92J019151 | Anti-F4/80 | BM8 | 151Eu | Mouse | 25 µL | <a href="https://fluidigm.my.salesforce.com/sfc/p/700000009DAw/a/4u000001A22f/_95z6KjnQf7BbBObcxN0RIl8pztffLOgsWrjWpDB.8k" target="_blank">TDS-00710</a> | <a href="https://fluidigm.my.salesforce.com/sfc/p/700000009DAw/a/4u000001870w/XU6eX2YZtdejnAfGRls.mPHhJTPvhOp30R18ZV_Asw4" target="_blank">MSDS-3000000X</a> | various | MaxparOnDemand
CyTOF (Cytometry) | 92J019161 | Anti-F4/80 | BM8 | 161Dy | Mouse | 25 µL | <a href="https://fluidigm.my.salesforce.com/sfc/p/700000009DAw/a/4u000001A22f/_95z6KjnQf7BbBObcxN0RIl8pztffLOgsWrjWpDB.8k" target="_blank">TDS-00710</a> | <a href="https://fluidigm.my.salesforce.com/sfc/p/700000009DAw/a/4u000001870w/XU6eX2YZtdejnAfGRls.mPHhJTPvhOp30R18ZV_Asw4" target="_blank">MSDS-3000000X</a> | various | MaxparOnDemand
CyTOF (Cytometry) | 92J020155 | Anti-CX3CR1 | SA011F11 | 155Gd | Mouse | 25 µL | <a href="https://fluidigm.my.salesforce.com/sfc/p/700000009DAw/a/4u000001A22f/_95z6KjnQf7BbBObcxN0RIl8pztffLOgsWrjWpDB.8k" target="_blank">TDS-00710</a> | <a href="https://fluidigm.my.salesforce.com/sfc/p/700000009DAw/a/4u000001870w/XU6eX2YZtdejnAfGRls.mPHhJTPvhOp30R18ZV_Asw4" target="_blank">MSDS-3000000X</a> | various | MaxparOnDemand
CyTOF (Cytometry) | 92J020149 | Anti-CX3CR1 | SA011F11 | 149Sm | Mouse | 25 µL | <a href="https://fluidigm.my.salesforce.com/sfc/p/700000009DAw/a/4u000001A22f/_95z6KjnQf7BbBObcxN0RIl8pztffLOgsWrjWpDB.8k" target="_blank">TDS-00710</a> | <a href="https://fluidigm.my.salesforce.com/sfc/p/700000009DAw/a/4u000001870w/XU6eX2YZtdejnAfGRls.mPHhJTPvhOp30R18ZV_Asw4" target="_blank">MSDS-3000000X</a> | various | MaxparOnDemand
CyTOF (Cytometry) | 92J021175 | Anti-CD62L | MEL-14 | 175Lu | Mouse | 25 µL | <a href="https://fluidigm.my.salesforce.com/sfc/p/700000009DAw/a/4u000001A22f/_95z6KjnQf7BbBObcxN0RIl8pztffLOgsWrjWpDB.8k" target="_blank">TDS-00710</a> | <a href="https://fluidigm.my.salesforce.com/sfc/p/700000009DAw/a/4u000001870w/XU6eX2YZtdejnAfGRls.mPHhJTPvhOp30R18ZV_Asw4" target="_blank">MSDS-3000000X</a> | various | MaxparOnDemand
CyTOF (Cytometry) | 92J021166 | Anti-CD62L | MEL-14 | 166Er | Mouse | 25 µL | <a href="https://fluidigm.my.salesforce.com/sfc/p/700000009DAw/a/4u000001A22f/_95z6KjnQf7BbBObcxN0RIl8pztffLOgsWrjWpDB.8k" target="_blank">TDS-00710</a> | <a href="https://fluidigm.my.salesforce.com/sfc/p/700000009DAw/a/4u000001870w/XU6eX2YZtdejnAfGRls.mPHhJTPvhOp30R18ZV_Asw4" target="_blank">MSDS-3000000X</a> | various | MaxparOnDemand
CyTOF (Cytometry) | 92J022166 | Anti-CD86 | A17199A | 166Er | Mouse | 25 µL | <a href="https://fluidigm.my.salesforce.com/sfc/p/700000009DAw/a/4u000001A22f/_95z6KjnQf7BbBObcxN0RIl8pztffLOgsWrjWpDB.8k" target="_blank">TDS-00710</a> | <a href="https://fluidigm.my.salesforce.com/sfc/p/700000009DAw/a/4u000001870w/XU6eX2YZtdejnAfGRls.mPHhJTPvhOp30R18ZV_Asw4" target="_blank">MSDS-3000000X</a> | various | MaxparOnDemand
CyTOF (Cytometry) | 92J022163 | Anti-CD86 | A17199A | 163Dy | Mouse | 25 µL | <a href="https://fluidigm.my.salesforce.com/sfc/p/700000009DAw/a/4u000001A22f/_95z6KjnQf7BbBObcxN0RIl8pztffLOgsWrjWpDB.8k" target="_blank">TDS-00710</a> | <a href="https://fluidigm.my.salesforce.com/sfc/p/700000009DAw/a/4u000001870w/XU6eX2YZtdejnAfGRls.mPHhJTPvhOp30R18ZV_Asw4" target="_blank">MSDS-3000000X</a> | various | MaxparOnDemand
CyTOF (Cytometry) | 92J022158 | Anti-CD86 | A17199A | 158Gd | Mouse | 25 µL | <a href="https://fluidigm.my.salesforce.com/sfc/p/700000009DAw/a/4u000001A22f/_95z6KjnQf7BbBObcxN0RIl8pztffLOgsWrjWpDB.8k" target="_blank">TDS-00710</a> | <a href="https://fluidigm.my.salesforce.com/sfc/p/700000009DAw/a/4u000001870w/XU6eX2YZtdejnAfGRls.mPHhJTPvhOp30R18ZV_Asw4" target="_blank">MSDS-3000000X</a> | various | MaxparOnDemand
CyTOF (Cytometry) | 92J022172 | Anti-CD86 | A17199A | 172Yb | Mouse | 25 µL | <a href="https://fluidigm.my.salesforce.com/sfc/p/700000009DAw/a/4u000001A22f/_95z6KjnQf7BbBObcxN0RIl8pztffLOgsWrjWpDB.8k" target="_blank">TDS-00710</a> | <a href="https://fluidigm.my.salesforce.com/sfc/p/700000009DAw/a/4u000001870w/XU6eX2YZtdejnAfGRls.mPHhJTPvhOp30R18ZV_Asw4" target="_blank">MSDS-3000000X</a> | various | MaxparOnDemand
CyTOF (Cytometry) | 92J023166 | Anti-CD80/B7-1 | 16-10A1 | 166Er | Mouse | 25 µL | <a href="https://fluidigm.my.salesforce.com/sfc/p/700000009DAw/a/4u000001A22f/_95z6KjnQf7BbBObcxN0RIl8pztffLOgsWrjWpDB.8k" target="_blank">TDS-00710</a> | <a href="https://fluidigm.my.salesforce.com/sfc/p/700000009DAw/a/4u000001870w/XU6eX2YZtdejnAfGRls.mPHhJTPvhOp30R18ZV_Asw4" target="_blank">MSDS-3000000X</a> | various | MaxparOnDemand
CyTOF (Cytometry) | 92J023158 | Anti-CD80/B7-1 | 16-10A1 | 158Gd | Mouse | 25 µL | <a href="https://fluidigm.my.salesforce.com/sfc/p/700000009DAw/a/4u000001A22f/_95z6KjnQf7BbBObcxN0RIl8pztffLOgsWrjWpDB.8k" target="_blank">TDS-00710</a> | <a href="https://fluidigm.my.salesforce.com/sfc/p/700000009DAw/a/4u000001870w/XU6eX2YZtdejnAfGRls.mPHhJTPvhOp30R18ZV_Asw4" target="_blank">MSDS-3000000X</a> | various | MaxparOnDemand
CyTOF (Cytometry) | 92J024168 | Anti-CD138/SDC1 | 281-2 | 168Er | Mouse | 25 µL | <a href="https://fluidigm.my.salesforce.com/sfc/p/700000009DAw/a/4u000001A22f/_95z6KjnQf7BbBObcxN0RIl8pztffLOgsWrjWpDB.8k" target="_blank">TDS-00710</a> | <a href="https://fluidigm.my.salesforce.com/sfc/p/700000009DAw/a/4u000001870w/XU6eX2YZtdejnAfGRls.mPHhJTPvhOp30R18ZV_Asw4" target="_blank">MSDS-3000000X</a> | various | MaxparOnDemand
CyTOF (Cytometry) | 92J024163 | Anti-CD138/SDC1 | 281-2 | 163Dy | Mouse | 25 µL | <a href="https://fluidigm.my.salesforce.com/sfc/p/700000009DAw/a/4u000001A22f/_95z6KjnQf7BbBObcxN0RIl8pztffLOgsWrjWpDB.8k" target="_blank">TDS-00710</a> | <a href="https://fluidigm.my.salesforce.com/sfc/p/700000009DAw/a/4u000001870w/XU6eX2YZtdejnAfGRls.mPHhJTPvhOp30R18ZV_Asw4" target="_blank">MSDS-3000000X</a> | various | MaxparOnDemand
CyTOF (Cytometry) | 92J025171 | Anti-CD19 | 6D5 | 171Yb | Mouse | 25 µL | <a href="https://fluidigm.my.salesforce.com/sfc/p/700000009DAw/a/4u000001A22f/_95z6KjnQf7BbBObcxN0RIl8pztffLOgsWrjWpDB.8k" target="_blank">TDS-00710</a> | <a href="https://fluidigm.my.salesforce.com/sfc/p/700000009DAw/a/4u000001870w/XU6eX2YZtdejnAfGRls.mPHhJTPvhOp30R18ZV_Asw4" target="_blank">MSDS-3000000X</a> | various | MaxparOnDemand
CyTOF (Cytometry) | 92J007114 | Anti-CD45R/B220 | RA3-6B2 | 114Cd | Mouse, Human, Feline | 25 µL | <a href="https://fluidigm.my.salesforce.com/sfc/p/700000009DAw/a/4u000001A22f/_95z6KjnQf7BbBObcxN0RIl8pztffLOgsWrjWpDB.8k" target="_blank">TDS-00710</a> | <a href="https://fluidigm.my.salesforce.com/sfc/p/700000009DAw/a/4u000000dlbq/TACqxhBzGNCMUJOdkH1XK6bDuGaTQsGp4vGSePoNz6M" target="_blank">SDS-00021</a> | various | MaxparOnDemand
CyTOF (Cytometry) | 92J026164 | Anti-CD274/PD-L1 | MIH5 | 164Dy | Mouse, Human | 25 µL | <a href="https://fluidigm.my.salesforce.com/sfc/p/700000009DAw/a/4u000001A22f/_95z6KjnQf7BbBObcxN0RIl8pztffLOgsWrjWpDB.8k" target="_blank">TDS-00710</a> | <a href="https://fluidigm.my.salesforce.com/sfc/p/700000009DAw/a/4u000001870w/XU6eX2YZtdejnAfGRls.mPHhJTPvhOp30R18ZV_Asw4" target="_blank">MSDS-3000000X</a> | various | MaxparOnDemand
CyTOF (Cytometry) | 92J027110 | Anti-IgD | 11-26c.2a | 110Cd | Mouse | 25 µL | <a href="https://fluidigm.my.salesforce.com/sfc/p/700000009DAw/a/4u000001A22f/_95z6KjnQf7BbBObcxN0RIl8pztffLOgsWrjWpDB.8k" target="_blank">TDS-00710</a> | <a href="https://fluidigm.my.salesforce.com/sfc/p/700000009DAw/a/4u000000dlbq/TACqxhBzGNCMUJOdkH1XK6bDuGaTQsGp4vGSePoNz6M" target="_blank">SDS-00021</a> | various | MaxparOnDemand
CyTOF (Cytometry) | 92J005106 | Anti-CD44 | IM7 | 106Cd | Mouse, Human, Chimpanzee, Baboon, Cynomolgus Macaque, Rhesus Macaque, Squirrel Monkey, Equine, Bovine, Porcine, Canine, Feline | 25 µL | <a href="https://fluidigm.my.salesforce.com/sfc/p/700000009DAw/a/4u000001A22f/_95z6KjnQf7BbBObcxN0RIl8pztffLOgsWrjWpDB.8k" target="_blank">TDS-00710</a> | <a href="https://fluidigm.my.salesforce.com/sfc/p/700000009DAw/a/4u000000dlbq/TACqxhBzGNCMUJOdkH1XK6bDuGaTQsGp4vGSePoNz6M" target="_blank">SDS-00021</a> | various | MaxparOnDemand
CyTOF (Cytometry) | 92J005114 | Anti-CD44 | IM7 | 114Cd | Mouse, Human, Chimpanzee, Baboon, Cynomolgus Macaque, Rhesus Macaque, Squirrel Monkey, Equine, Bovine, Porcine, Canine, Feline | 25 µL | <a href="https://fluidigm.my.salesforce.com/sfc/p/700000009DAw/a/4u000001A22f/_95z6KjnQf7BbBObcxN0RIl8pztffLOgsWrjWpDB.8k" target="_blank">TDS-00710</a> | <a href="https://fluidigm.my.salesforce.com/sfc/p/700000009DAw/a/4u000000dlbq/TACqxhBzGNCMUJOdkH1XK6bDuGaTQsGp4vGSePoNz6M" target="_blank">SDS-00021</a> | various | MaxparOnDemand
CyTOF (Cytometry) | 92J028111 | Anti-CD24 | M1/69 | 111Cd | Mouse | 25 µL | <a href="https://fluidigm.my.salesforce.com/sfc/p/700000009DAw/a/4u000001A22f/_95z6KjnQf7BbBObcxN0RIl8pztffLOgsWrjWpDB.8k" target="_blank">TDS-00710</a> | <a href="https://fluidigm.my.salesforce.com/sfc/p/700000009DAw/a/4u000000dlbq/TACqxhBzGNCMUJOdkH1XK6bDuGaTQsGp4vGSePoNz6M" target="_blank">SDS-00021</a> | various | MaxparOnDemand
CyTOF (Cytometry) | 92J029169 | Anti-CD21/CD35 | 7G6 | 169Tm | Mouse | 25 µL | <a href="https://fluidigm.my.salesforce.com/sfc/p/700000009DAw/a/4u000001A22f/_95z6KjnQf7BbBObcxN0RIl8pztffLOgsWrjWpDB.8k" target="_blank">TDS-00710</a> | <a href="https://fluidigm.my.salesforce.com/sfc/p/700000009DAw/a/4u000001870w/XU6eX2YZtdejnAfGRls.mPHhJTPvhOp30R18ZV_Asw4" target="_blank">MSDS-3000000X</a> | various | MaxparOnDemand
CyTOF (Cytometry) | 92J030196 | Anti-CD3ε | SK7 | 196Pt | Human, Chimpanzee | 25 µL | <a href="https://fluidigm.my.salesforce.com/sfc/p/700000009DAw/a/4u000001A22f/_95z6KjnQf7BbBObcxN0RIl8pztffLOgsWrjWpDB.8k" target="_blank">TDS-00710</a> | <a href="https://fluidigm.my.salesforce.com/sfc/p/700000009DAw/a/4u00000183A1/VV57NGLT2fFnqRBmGSU_xnDalw_7V.qhp3Kt.1MjEdY" target="_blank">SDS-00025</a> | various | MaxparOnDemand
CyTOF (Cytometry) | 92J030141 | Anti-CD3ε | SK7 | 141Pr | Human, Chimpanzee | 25 µL | <a href="https://fluidigm.my.salesforce.com/sfc/p/700000009DAw/a/4u000001A22f/_95z6KjnQf7BbBObcxN0RIl8pztffLOgsWrjWpDB.8k" target="_blank">TDS-00710</a> | <a href="https://fluidigm.my.salesforce.com/sfc/p/700000009DAw/a/4u000001870w/XU6eX2YZtdejnAfGRls.mPHhJTPvhOp30R18ZV_Asw4" target="_blank">MSDS-3000000X</a> | various | MaxparOnDemand
CyTOF (Cytometry) | 92J031196 | Anti-CD3ε | HIT3a | 196Pt | Human | 25 µL | <a href="https://fluidigm.my.salesforce.com/sfc/p/700000009DAw/a/4u000001A22f/_95z6KjnQf7BbBObcxN0RIl8pztffLOgsWrjWpDB.8k" target="_blank">TDS-00710</a> | <a href="https://fluidigm.my.salesforce.com/sfc/p/700000009DAw/a/4u00000183A1/VV57NGLT2fFnqRBmGSU_xnDalw_7V.qhp3Kt.1MjEdY" target="_blank">SDS-00025</a> | various | MaxparOnDemand
CyTOF (Cytometry) | 92J031141 | Anti-CD3ε | HIT3a | 141Pr | Human | 25 µL | <a href="https://fluidigm.my.salesforce.com/sfc/p/700000009DAw/a/4u000001A22f/_95z6KjnQf7BbBObcxN0RIl8pztffLOgsWrjWpDB.8k" target="_blank">TDS-00710</a> | <a href="https://fluidigm.my.salesforce.com/sfc/p/700000009DAw/a/4u000001870w/XU6eX2YZtdejnAfGRls.mPHhJTPvhOp30R18ZV_Asw4" target="_blank">MSDS-3000000X</a> | various | MaxparOnDemand
CyTOF (Cytometry) | 92J032196 | Anti-CD3ε | SP34-2 | 196Pt | Human, Rhesus, Cynomolgus, Baboon | 25 µL | <a href="https://fluidigm.my.salesforce.com/sfc/p/700000009DAw/a/4u000001A22f/_95z6KjnQf7BbBObcxN0RIl8pztffLOgsWrjWpDB.8k" target="_blank">TDS-00710</a> | <a href="https://fluidigm.my.salesforce.com/sfc/p/700000009DAw/a/4u00000183A1/VV57NGLT2fFnqRBmGSU_xnDalw_7V.qhp3Kt.1MjEdY" target="_blank">SDS-00025</a> | various | MaxparOnDemand
CyTOF (Cytometry) | 92J032141 | Anti-CD3ε | SP34-2 | 141Pr | Human, Rhesus, Cynomolgus, Baboon | 25 µL | <a href="https://fluidigm.my.salesforce.com/sfc/p/700000009DAw/a/4u000001A22f/_95z6KjnQf7BbBObcxN0RIl8pztffLOgsWrjWpDB.8k" target="_blank">TDS-00710</a> | <a href="https://fluidigm.my.salesforce.com/sfc/p/700000009DAw/a/4u000001870w/XU6eX2YZtdejnAfGRls.mPHhJTPvhOp30R18ZV_Asw4" target="_blank">MSDS-3000000X</a> | various | MaxparOnDemand
CyTOF (Cytometry) | 92J033145 | Anti-CD4 | SK3 | 145Nd | Human | 25 µL | <a href="https://fluidigm.my.salesforce.com/sfc/p/700000009DAw/a/4u000001A22f/_95z6KjnQf7BbBObcxN0RIl8pztffLOgsWrjWpDB.8k" target="_blank">TDS-00710</a> | <a href="https://fluidigm.my.salesforce.com/sfc/p/700000009DAw/a/4u000001870w/XU6eX2YZtdejnAfGRls.mPHhJTPvhOp30R18ZV_Asw4" target="_blank">MSDS-3000000X</a> | various | MaxparOnDemand
CyTOF (Cytometry) | 92J034145 | Anti-CD4 | OKT4 | 145Nd | Human, Cynomolgus, Rhesus, Chimpanzee | 25 µL | <a href="https://fluidigm.my.salesforce.com/sfc/p/700000009DAw/a/4u000001A22f/_95z6KjnQf7BbBObcxN0RIl8pztffLOgsWrjWpDB.8k" target="_blank">TDS-00710</a> | <a href="https://fluidigm.my.salesforce.com/sfc/p/700000009DAw/a/4u000001870w/XU6eX2YZtdejnAfGRls.mPHhJTPvhOp30R18ZV_Asw4" target="_blank">MSDS-3000000X</a> | various | MaxparOnDemand
CyTOF (Cytometry) | 92J035112 | Anti-CD8a | SK1 | 112Cd | Human, Cynomolgus, Rhesus, African Green, Chimpanzee, Pigtailed Macaque, Sooty Mangabey | 25 µL | <a href="https://fluidigm.my.salesforce.com/sfc/p/700000009DAw/a/4u000001A22f/_95z6KjnQf7BbBObcxN0RIl8pztffLOgsWrjWpDB.8k" target="_blank">TDS-00710</a> | <a href="https://fluidigm.my.salesforce.com/sfc/p/700000009DAw/a/4u000000dlbq/TACqxhBzGNCMUJOdkH1XK6bDuGaTQsGp4vGSePoNz6M" target="_blank">SDS-00021</a> | various | MaxparOnDemand
CyTOF (Cytometry) | 92J035146 | Anti-CD8a | SK1 | 146Nd | Human, Cynomolgus, Rhesus, African Green, Chimpanzee, Pigtailed Macaque, Sooty Mangabey | 25 µL | <a href="https://fluidigm.my.salesforce.com/sfc/p/700000009DAw/a/4u000001A22f/_95z6KjnQf7BbBObcxN0RIl8pztffLOgsWrjWpDB.8k" target="_blank">TDS-00710</a> | <a href="https://fluidigm.my.salesforce.com/sfc/p/700000009DAw/a/4u000001870w/XU6eX2YZtdejnAfGRls.mPHhJTPvhOp30R18ZV_Asw4" target="_blank">MSDS-3000000X</a> | various | MaxparOnDemand
CyTOF (Cytometry) | 92J036146 | Anti-CD8a | HIT8a | 146Nd | Human, Chimpanzee, Common Marmoset | 25 µL | <a href="https://fluidigm.my.salesforce.com/sfc/p/700000009DAw/a/4u000001A22f/_95z6KjnQf7BbBObcxN0RIl8pztffLOgsWrjWpDB.8k" target="_blank">TDS-00710</a> | <a href="https://fluidigm.my.salesforce.com/sfc/p/700000009DAw/a/4u000001870w/XU6eX2YZtdejnAfGRls.mPHhJTPvhOp30R18ZV_Asw4" target="_blank">MSDS-3000000X</a> | various | MaxparOnDemand
CyTOF (Cytometry) | 92J037114 | Anti-CD11b | ICRF44 | 114Cd | Human, Cynomolgus, Rhesus, African Green, Baboon, Chimpanzee, Common Marmoset, Pig | 25 µL | <a href="https://fluidigm.my.salesforce.com/sfc/p/700000009DAw/a/4u000001A22f/_95z6KjnQf7BbBObcxN0RIl8pztffLOgsWrjWpDB.8k" target="_blank">TDS-00710</a> | <a href="https://fluidigm.my.salesforce.com/sfc/p/700000009DAw/a/4u000000dlbq/TACqxhBzGNCMUJOdkH1XK6bDuGaTQsGp4vGSePoNz6M" target="_blank">SDS-00021</a> | various | MaxparOnDemand
CyTOF (Cytometry) | 92J038147 | Anti-CD11c | 3.9 | 147Sm | Human, Cynomolgus, Rhesus, African Green, Baboon, Chimpanzee, Squirrel Monkey | 25 µL | <a href="https://fluidigm.my.salesforce.com/sfc/p/700000009DAw/a/4u000001A22f/_95z6KjnQf7BbBObcxN0RIl8pztffLOgsWrjWpDB.8k" target="_blank">TDS-00710</a> | <a href="https://fluidigm.my.salesforce.com/sfc/p/700000009DAw/a/4u000001870w/XU6eX2YZtdejnAfGRls.mPHhJTPvhOp30R18ZV_Asw4" target="_blank">MSDS-3000000X</a> | various | MaxparOnDemand
CyTOF (Cytometry) | 92J039195 | Anti-CD14 | 63D3 | 195Pt | Human | 25 µL | <a href="https://fluidigm.my.salesforce.com/sfc/p/700000009DAw/a/4u000001A22f/_95z6KjnQf7BbBObcxN0RIl8pztffLOgsWrjWpDB.8k" target="_blank">TDS-00710</a> | <a href="https://fluidigm.my.salesforce.com/sfc/p/700000009DAw/a/4u00000183A1/VV57NGLT2fFnqRBmGSU_xnDalw_7V.qhp3Kt.1MjEdY" target="_blank">SDS-00025</a> | various | MaxparOnDemand
CyTOF (Cytometry) | 92J039151 | Anti-CD14 | 63D3 | 151Eu | Human | 25 µL | <a href="https://fluidigm.my.salesforce.com/sfc/p/700000009DAw/a/4u000001A22f/_95z6KjnQf7BbBObcxN0RIl8pztffLOgsWrjWpDB.8k" target="_blank">TDS-00710</a> | <a href="https://fluidigm.my.salesforce.com/sfc/p/700000009DAw/a/4u000001870w/XU6eX2YZtdejnAfGRls.mPHhJTPvhOp30R18ZV_Asw4" target="_blank">MSDS-3000000X</a> | various | MaxparOnDemand
CyTOF (Cytometry) | 92J040195 | Anti-CD14 | M5E2 | 195Pt | Human, Cynomolgus, Rhesus, African Green, Capuchin Monkey, Cow, Chimpanzee, Common Marmoset, Cotton-topped Tamarin, Dog, Pigtailed Macaque, Squirrel Monkey | 25 µL | <a href="https://fluidigm.my.salesforce.com/sfc/p/700000009DAw/a/4u000001A22f/_95z6KjnQf7BbBObcxN0RIl8pztffLOgsWrjWpDB.8k" target="_blank">TDS-00710</a> | <a href="https://fluidigm.my.salesforce.com/sfc/p/700000009DAw/a/4u00000183A1/VV57NGLT2fFnqRBmGSU_xnDalw_7V.qhp3Kt.1MjEdY" target="_blank">SDS-00025</a> | various | MaxparOnDemand
CyTOF (Cytometry) | 92J041198 | Anti-CD19 | HIB19 | 198Pt | Human, Cynomolgus Macaque, Rhesus Macaque, Chimpanzee | 25 µL | <a href="https://fluidigm.my.salesforce.com/sfc/p/700000009DAw/a/4u000001A22f/_95z6KjnQf7BbBObcxN0RIl8pztffLOgsWrjWpDB.8k" target="_blank">TDS-00710</a> | <a href="https://fluidigm.my.salesforce.com/sfc/p/700000009DAw/a/4u00000183A1/VV57NGLT2fFnqRBmGSU_xnDalw_7V.qhp3Kt.1MjEdY" target="_blank">SDS-00025</a> | various | MaxparOnDemand
CyTOF (Cytometry) | 92J041149 | Anti-CD19 | HIB19 | 149Sm | Human, Cynomolgus Macaque, Rhesus Macaque, Chimpanzee | 25 µL | <a href="https://fluidigm.my.salesforce.com/sfc/p/700000009DAw/a/4u000001A22f/_95z6KjnQf7BbBObcxN0RIl8pztffLOgsWrjWpDB.8k" target="_blank">TDS-00710</a> | <a href="https://fluidigm.my.salesforce.com/sfc/p/700000009DAw/a/4u000001870w/XU6eX2YZtdejnAfGRls.mPHhJTPvhOp30R18ZV_Asw4" target="_blank">MSDS-3000000X</a> | various | MaxparOnDemand
CyTOF (Cytometry) | 92J042111 | Anti-CD33 | WM53 | 111Cd | Human, Chimpanzee | 25 µL | <a href="https://fluidigm.my.salesforce.com/sfc/p/700000009DAw/a/4u000001A22f/_95z6KjnQf7BbBObcxN0RIl8pztffLOgsWrjWpDB.8k" target="_blank">TDS-00710</a> | <a href="https://fluidigm.my.salesforce.com/sfc/p/700000009DAw/a/4u000000dlbq/TACqxhBzGNCMUJOdkH1XK6bDuGaTQsGp4vGSePoNz6M" target="_blank">SDS-00021</a> | various | MaxparOnDemand
CyTOF (Cytometry) | 92J043089 | Anti-CD45 | 2D1 | 89Y | Human | 25 µL | <a href="https://fluidigm.my.salesforce.com/sfc/p/700000009DAw/a/4u000001A22f/_95z6KjnQf7BbBObcxN0RIl8pztffLOgsWrjWpDB.8k" target="_blank">TDS-00710</a> | <a href="https://fluidigm.my.salesforce.com/sfc/p/700000009DAw/a/4u000001870w/XU6eX2YZtdejnAfGRls.mPHhJTPvhOp30R18ZV_Asw4" target="_blank">MSDS-3000000X</a> | various | MaxparOnDemand
CyTOF (Cytometry) | 92J044194 | Anti-CD45RO | UCHL1 | 194Pt | Human, Chimpanzee, Cynomolgus Macaque, Common Marmoset | 25 µL | <a href="https://fluidigm.my.salesforce.com/sfc/p/700000009DAw/a/4u000001A22f/_95z6KjnQf7BbBObcxN0RIl8pztffLOgsWrjWpDB.8k" target="_blank">TDS-00710</a> | <a href="https://fluidigm.my.salesforce.com/sfc/p/700000009DAw/a/4u00000183A1/VV57NGLT2fFnqRBmGSU_xnDalw_7V.qhp3Kt.1MjEdY" target="_blank">SDS-00025</a> | various | MaxparOnDemand
CyTOF (Cytometry) | 92J044150 | Anti-CD45RO | UCHL1 | 150Nd | Human, Chimpanzee, Cynomolgus Macaque, Common Marmoset | 25 µL | <a href="https://fluidigm.my.salesforce.com/sfc/p/700000009DAw/a/4u000001A22f/_95z6KjnQf7BbBObcxN0RIl8pztffLOgsWrjWpDB.8k" target="_blank">TDS-00710</a> | <a href="https://fluidigm.my.salesforce.com/sfc/p/700000009DAw/a/4u000001870w/XU6eX2YZtdejnAfGRls.mPHhJTPvhOp30R18ZV_Asw4" target="_blank">MSDS-3000000X</a> | various | MaxparOnDemand
CyTOF (Cytometry) | 92J046172 | Anti-CX3CR1 | K0124E1 | 172Yb | Human, Cynomolgus Macaque, Rhesus Macaque | 25 µL | <a href="https://fluidigm.my.salesforce.com/sfc/p/700000009DAw/a/4u000001A22f/_95z6KjnQf7BbBObcxN0RIl8pztffLOgsWrjWpDB.8k" target="_blank">TDS-00710</a> | <a href="https://fluidigm.my.salesforce.com/sfc/p/700000009DAw/a/4u000001870w/XU6eX2YZtdejnAfGRls.mPHhJTPvhOp30R18ZV_Asw4" target="_blank">MSDS-3000000X</a> | various | MaxparOnDemand
CyTOF (Cytometry) | 92J046162 | Anti-CX3CR1 | K0124E1 | 162Dy | Human, Cynomolgus Macaque, Rhesus Macaque | 25 µL | <a href="https://fluidigm.my.salesforce.com/sfc/p/700000009DAw/a/4u000001A22f/_95z6KjnQf7BbBObcxN0RIl8pztffLOgsWrjWpDB.8k" target="_blank">TDS-00710</a> | <a href="https://fluidigm.my.salesforce.com/sfc/p/700000009DAw/a/4u000001870w/XU6eX2YZtdejnAfGRls.mPHhJTPvhOp30R18ZV_Asw4" target="_blank">MSDS-3000000X</a> | various | MaxparOnDemand
CyTOF (Cytometry) | 3172009B | Anti-Human CD57 | HCD57 | 172Yb | Human | 100 Tests | <a href="https://fluidigm.my.salesforce.com/sfc/p/#700000009DAw/a/4u0000019idh/LowFpsZocizWrTw54y71fdwJYMMEVV8vE8kmkEjJfJk" target="_blank">PRD009-3172009B</a> | <a href="https://fluidigm.my.salesforce.com/sfc/p/#700000009DAw/a/4u000001870w/XU6eX2YZtdejnAfGRls.mPHhJTPvhOp30R18ZV_Asw4" target="_blank">MSDS-3000000X</a> | various | Maxpar
CyTOF (Cytometry) | 3172009C | Anti-Human CD57 | HCD57 | 172Yb | Human | 25 Tests | <a href="https://fluidigm.my.salesforce.com/sfc/p/#700000009DAw/a/4u0000019idh/LowFpsZocizWrTw54y71fdwJYMMEVV8vE8kmkEjJfJk" target="_blank">PRD009-3172009B</a> | <a href="https://fluidigm.my.salesforce.com/sfc/p/#700000009DAw/a/4u000001870w/XU6eX2YZtdejnAfGRls.mPHhJTPvhOp30R18ZV_Asw4" target="_blank">MSDS-3000000X</a> | various | Maxpar
CyTOF (Cytometry) | 3163022B | Anti-Human CD57 | HCD57 | 163Dy | Human | 100 Tests | <a href="https://fluidigm.my.salesforce.com/sfc/p/#700000009DAw/a/4u0000019idI/jppb9t9_y0Csos1uAUkGAEUuky1N45f_JYsQcnOMvog" target="_blank">PRD009-3163022B</a> | <a href="https://fluidigm.my.salesforce.com/sfc/p/700000009DAw/a/4u000001870w/XU6eX2YZtdejnAfGRls.mPHhJTPvhOp30R18ZV_Asw4" target="_blank">MSDS-3000000X</a> | various | Maxpar
CyTOF (Cytometry) | 3163022C | Anti-Human CD57 | HCD57 | 163Dy | Human | 25 Tests | <a href="https://fluidigm.my.salesforce.com/sfc/p/#700000009DAw/a/4u0000019idI/jppb9t9_y0Csos1uAUkGAEUuky1N45f_JYsQcnOMvog" target="_blank">PRD009-3163022B</a> | <a href="https://fluidigm.my.salesforce.com/sfc/p/700000009DAw/a/4u000001870w/XU6eX2YZtdejnAfGRls.mPHhJTPvhOp30R18ZV_Asw4" target="_blank">MSDS-3000000X</a> | various | Maxpar
CyTOF (Cytometry) | 3159003A | Anti-Human CCR7 (CD197) | G043H7 | 159Tb | Human, African Green, Baboon, Cynomolgus Macaque, Rhesus Macaque | 50 Tests | <a href="https://fluidigm.my.salesforce.com/sfc/p/#700000009DAw/a/4u0000019ice/mNoZ7V47ChyGiqJfHFTY3._OJx9figv3wn5Tf0PKjWM" target="_blank">PRD009-3159003A</a> | <a href="https://fluidigm.my.salesforce.com/sfc/p/700000009DAw/a/4u000001870w/XU6eX2YZtdejnAfGRls.mPHhJTPvhOp30R18ZV_Asw4" target="_blank">MSDS-3000000X</a> | various | Maxpar
CyTOF (Cytometry) | 3159003C | Anti-Human CCR7 (CD197) | G043H7 | 159Tb | Human, African Green, Baboon, Cynomolgus Macaque, Rhesus Macaque | 25 Tests | <a href="https://fluidigm.my.salesforce.com/sfc/p/#700000009DAw/a/4u0000019ice/mNoZ7V47ChyGiqJfHFTY3._OJx9figv3wn5Tf0PKjWM" target="_blank">PRD009-3159003A</a> | <a href="https://fluidigm.my.salesforce.com/sfc/p/700000009DAw/a/4u000001870w/XU6eX2YZtdejnAfGRls.mPHhJTPvhOp30R18ZV_Asw4" target="_blank">MSDS-3000000X</a> | various | Maxpar
CyTOF (Cytometry) | 3175001B | Anti-Human CD184/CXCR4 | 12G5 | 175Lu | Human, African Green, Baboon, Chimpanzee, Cynomolgus, Rhesus, Sooty Mangabey | 100 Tests | <a href="https://fluidigm.my.salesforce.com/sfc/p/700000009DAw/a/4u0000019iUn/0ZXcB7qyBzsLvBr4yJYDk.ixf6Yfs43UvU1RQAjrh5k" target="_blank">PRD009-3175001B</a> | <a href="https://fluidigm.my.salesforce.com/sfc/p/700000009DAw/a/4u000001870w/XU6eX2YZtdejnAfGRls.mPHhJTPvhOp30R18ZV_Asw4" target="_blank">MSDS-3000000X</a> | various | Maxpar
CyTOF (Cytometry) | 3175001C | Anti-Human CD184/CXCR4 | 12G5 | 175Lu | Human, African Green, Baboon, Chimpanzee, Cynomolgus, Rhesus, Sooty Mangabey | 25 Tests | <a href="https://fluidigm.my.salesforce.com/sfc/p/700000009DAw/a/4u0000019iUn/0ZXcB7qyBzsLvBr4yJYDk.ixf6Yfs43UvU1RQAjrh5k" target="_blank">PRD009-3175001B</a> | <a href="https://fluidigm.my.salesforce.com/sfc/p/700000009DAw/a/4u000001870w/XU6eX2YZtdejnAfGRls.mPHhJTPvhOp30R18ZV_Asw4" target="_blank">MSDS-3000000X</a> | various | Maxpar
CyTOF (Cytometry) | 3166016B | Anti-Human CD314/NKG2D | ON72 | 166Er | Human | 100 Tests | <a href="https://fluidigm.my.salesforce.com/sfc/p/#700000009DAw/a/4u0000019iKz/6VsdRkvxIhx5URY23qxnoodL8swM_Cbd2425..oFbto" target="_blank">PRD009-3166016B</a> | <a href="https://fluidigm.my.salesforce.com/sfc/p/700000009DAw/a/4u000001870w/XU6eX2YZtdejnAfGRls.mPHhJTPvhOp30R18ZV_Asw4" target="_blank">MSDS-3000000X</a> | various | Maxpar
CyTOF (Cytometry) | 3166016C | Anti-Human CD314/NKG2D | ON72 | 166Er | Human | 25 Tests | <a href="https://fluidigm.my.salesforce.com/sfc/p/#700000009DAw/a/4u0000019iKz/6VsdRkvxIhx5URY23qxnoodL8swM_Cbd2425..oFbto" target="_blank">PRD009-3166016B</a> | <a href="https://fluidigm.my.salesforce.com/sfc/p/700000009DAw/a/4u000001870w/XU6eX2YZtdejnAfGRls.mPHhJTPvhOp30R18ZV_Asw4" target="_blank">MSDS-3000000X</a> | various | Maxpar
CyTOF (Cytometry) | 3169013B | Anti-Human CD159a/NKG2A | Z199 | 169Tm | Human | 100 Tests | <a href="https://fluidigm.my.salesforce.com/sfc/p/#700000009DAw/a/4u0000019iOf/ugSxlQM019xqfsHAA7M66q331opU7eORNQfWeIbbrIo" target="_blank">PRD009-3169013B</a> | <a href="https://fluidigm.my.salesforce.com/sfc/p/700000009DAw/a/4u000001870w/XU6eX2YZtdejnAfGRls.mPHhJTPvhOp30R18ZV_Asw4" target="_blank">MSDS-3000000X</a> | various | Maxpar
CyTOF (Cytometry) | 3169013C | Anti-Human CD159a/NKG2A | Z199 | 169Tm | Human | 25 Tests | <a href="https://fluidigm.my.salesforce.com/sfc/p/#700000009DAw/a/4u0000019iOf/ugSxlQM019xqfsHAA7M66q331opU7eORNQfWeIbbrIo" target="_blank">PRD009-3169013B</a> | <a href="https://fluidigm.my.salesforce.com/sfc/p/700000009DAw/a/4u000001870w/XU6eX2YZtdejnAfGRls.mPHhJTPvhOp30R18ZV_Asw4" target="_blank">MSDS-3000000X</a> | various | Maxpar
CyTOF (Cytometry) | 3089005B | Anti-Mouse CD45 | 30-F11 | 89Y | Mouse | 100 Tests | <a href="https://fluidigm.my.salesforce.com/sfc/p/#700000009DAw/a/4u0000019hnx/UQNpHd6oZ3oESp_2EOUeCXhiJRXttqrahmmpWp20N0Q" target="_blank">PRD009-3089005B</a> | <a href="https://fluidigm.my.salesforce.com/sfc/p/700000009DAw/a/4u000001870w/XU6eX2YZtdejnAfGRls.mPHhJTPvhOp30R18ZV_Asw4" target="_blank">MSDS-3000000X</a> | various | Maxpar
CyTOF (Cytometry) | 3089005C | Anti-Mouse CD45 | 30-F11 | 89Y | Mouse | 25 Tests | <a href="https://fluidigm.my.salesforce.com/sfc/p/#700000009DAw/a/4u0000019hnx/UQNpHd6oZ3oESp_2EOUeCXhiJRXttqrahmmpWp20N0Q" target="_blank">PRD009-3089005B</a> | <a href="https://fluidigm.my.salesforce.com/sfc/p/700000009DAw/a/4u000001870w/XU6eX2YZtdejnAfGRls.mPHhJTPvhOp30R18ZV_Asw4" target="_blank">MSDS-3000000X</a> | various | Maxpar
IMC (Imaging) | 3158031D | Anti-Human CD73 | EPR6115 | 158Gd | Human | 25µg, 0.5mg/mL | <a href="https://fluidigm.my.salesforce.com/sfc/p/#700000009DAw/a/4u0000019iQ2/UfCqq1v3mGhMgUYQOsfd4CDvsUwIRdfEOK4jE5GLF3Y" target="_blank">PRD025-3158031D</a> | <a href="https://fluidigm.my.salesforce.com/sfc/p/700000009DAw/a/4u000001870w/XU6eX2YZtdejnAfGRls.mPHhJTPvhOp30R18ZV_Asw4" target="_blank">MSDS-3000000X</a> | FFPE | Maxpar
IMC (Imaging) | 3175037D | Anti-Human CD25 | 2A3 | 175Lu | Human | 25µg, 0.5mg/mL | <a href="https://fluidigm.my.salesforce.com/sfc/p/#700000009DAw/a/QQ000009HWPh/_8GvVfUjoMlCTvfk8dBpoAGfSiHWC9t4ntd_6kqRrxs" target="_blank">PRD009-3175037D</a> | <a href="https://fluidigm.my.salesforce.com/sfc/p/700000009DAw/a/4u000001870w/XU6eX2YZtdejnAfGRls.mPHhJTPvhOp30R18ZV_Asw4" target="_blank">MSDS-3000000X</a> | Frozen | Maxpar